## BoQ R.K.
PREVENTIV
OBJEKTI:SHKOLLA Mesme e Bashkuar "RAMAZAN KARAJ", NIKEL( Godina e Shkolles)
Nr./No. | Ref. | Emërtimi i procesit të punës Work process | Njësia Unit | SASITE Quantity | Çmimi (leke) Price (leke) | Vlera (leke) Value (leke)
Godina e Shkolles/School Building
A.PUNIME NDERTIMORE
CIVIL WORKS
I. Ngritje Kantieri
1 | An | Mobilization
|  | Ngritja e kantierit pefshin gjithe pergatitjet e nevojshme per fillimin e punes ne kantier, si rrthimin e kantierit, lidjjen e perkohshme me energji dhe furnizim me uje ,pastrime dherash, premje pemesh,vendosjen e zyrave per kontraktorin ,zyre te vecante per supervizorin, tualete , tabelat ,banerat etj.Per me teper referoju specifikime teknike. | L/s | 1 |  | 0
The mobilization of the construction site includes all the necessary preparations for the start of works on the construction site, such as the construction site, the temporary connection to electricity and water supply, the establishment of offices for the contractor, a separate office for supervisors, toilets, etc. signs, banners, etc., for more refer to technical specifications.
|  | Shuma 1 |  |  |  | 0
Sum 1
Il. Punime Gërmimi
Excavation works
1 | 2.1/a | Germim dheu me krah e transport me k dore 10 m, kategoria III | m3 | 52 |  | 0
Excavation of soil by hand and transport by wheelbarrow 10 m, category III
2 | 2.1 | Hedhje,rrafshim,mbushje dheu me krah, kategoria III | m3 | 152 |  | 0
Throwing, flattening, soil filling by hand, category III
3 | 2.5 | Germim e mbushje dheu me krah kategoria III per themele, h = 1.5m | m3 | 120.8 |  | 0
Excavation and soil filling by hand category III for foundations, h = 1.5m
4 | 2.25 | Germim themele e plinta b>2m, ekskavator me goma, kova 0.25m3 shkarkim toke | m3 | 6565 |  | 0
Excavation foundations b> 2m, Excavator with tires, buckets 0.25m3 download in site
5 | 2.37/1b | Transport materiale ndertimi, dheu me auto deri 6.0 km | m2 | 2420 |  | 0
Transport of construction materials, soil with auto up to 6.0 km
|  | Shuma 2 |  |  |  | 0
Sum 2
IIl. Punime Murature
Masonery works
1 | 2.84 | Mur me tulle me 8 vrima, t=20cm, h~3m, llaç perzier M15 (t=20cm) | m3 | 367.5 |  | 0
Brick wall with 8 holes, t = 20cm, h ~ 3m, mixed mortar M15 (t = 20cm)
2 | 2.71/1 | Mur me tulle te lehtesuara dopio deri 8m me llaç perzier M15 (t=25cm) (muri perimetral) | m3 | 246 |  | 0
Wall with double lightened brick up to 8m with mortar mixed M15 (t = 25cm)
3 | 2.86 | Mur me tulle me 6 vrima, h~3m, llaç perzier M15 (t=12 cm) | m3 | 35.5 |  | 0
Brick wall with 6 holes, t = 12cm, h ~ 3m, mixed mortar M15 (t = 12 cm)
|  | Shuma 3 |  |  |  | 0
Sum 3
lV. Punime Betoni dhe B/a e hekuri
Reinforced concrete works
1 | 2.262/4 | Shtrese betoni C 16/20 | m3 | 189 |  | 0
Concrete C 16/20 for the layers
2 | 2.262/4b/A | Pllake themeli, trare e bazamente b/a C 30/37 | m3 | 442 |  | 0
Foundation slabs, beams / reinforced concrete C 30/37
3 | 2.117/1b | Kollona b/a monolite dhe mure C 30/37 h ~ 4m | m3 | 565 |  | 0
Monolithic reinforced concrete columns and walls C 30/37 h ~ 4m
4 | 2.119/1a | Trare e arkitrare b/a C30/37 h ~ 4m | m3 | 272 |  | 0
Beam and lintel reinforced concrete clase C 30/37 h ~ 4m
5 | 2.122/1a | Soleta te plota b/a C 30/37 monolite | m3 | 706 |  | 0
Monolitic slabs reinforced concrete clase C 30/37
6 | 2.122/1a | Beton C 30/37 shkallë+ pandus | m3 | 17.5 |  | 0
Concrete C 30/37 stairs + pandus
7 | 2.166 | F V hekur betoni periodik | ton | 251.3 |  | 0
F V periodic steel
8 | 2.258 | Nenshtrese zhavori | m3 | 2215 |  | 0
Gravel sublayer
|  | Shuma 4 |  |  |  | 0
Sum 4
V. Punime tarace
Flat roof works
1 | 2.31 | Suva brenda mur tulle h~4m me krah, llaç perzier M 25 (parapeti) | m2 | 300 |  | 0
Plaster inside brick wall h ~ 4m with arm, mixed mortar M 25 (parapet)
2 | 2.195 | Hidroizolim me emulsion bitumi | m2 | 861 |  | 0
Bitumen emulsion waterproofing
3 | 2.203 | Veshje korrnize llamarine xingat 0.5mm | m2 | 360 |  | 0
Dressing metal sheeting 0.5mm
4 | 2.206 | Kasete shkarkimi me llamarine xingat | cope | 6 |  | 0
Discharge tape with xingat sheet metal
5 | 2.209 | Ulluk shkarkimi vertikal me llamarine xingat Ø 100 mm | ml | 48 |  | 0
Vetical downpipes
6 | 2.212 | Ulluk shkarkimi horizontal me llamarine xingat 33 cm | ml | 158 |  | 0
Horizontal downpipes
7 | 2.256/b | Mbulim çatie me panele sanduich + veshje e shkalles metalike | m2 | 1298 |  | 0
Roofing with sandwich panels + metal staircase cladding
|  | Shuma 5 |  |  |  | 0
Sum 5
Vl. Punime shtresash
Floor Layer works
1 | 2.262/4 | Beton per nivelim h= 7-10cm | m3 | 198 |  | 0
Lean Concrete for leveling h = 7 - 10 cm
2 | 2.195 | Hidroizolim me emulsion dhe dy duar k.k. t=4mm | m2 | 263.12 |  | 0
Emulsion waterproofing and two bitumen hands t = 4mm
3 | 2.267/b | Shtrese me pllaka grez porcelanat 40 x 40 cm Monoculture, Uje thithja < 0.2 %,moduli I thyerjes s>1300N,rezistenca ne perkulje R>35N/mm2 (Rezistenca termike, rezistenca kimike, delitacioni duhet te jene konform ISO 10545) | m2 | 2738 |  | 0
Layer with greez-porcelain tiles 40 x 40 cm Monoculture, Water absorption <0.2%, fracture modulus s> 1300N, flexural strength R> 35N / mm2 (Thermal resistance, chemical resistance, shrinkage must be in accordance with ISO 10545)
4 | 2.324/b | Plintuse grez importi, h = 10 cm | ml | 1980.8 |  | 0
Grez imported skirtings, h=10cm
5 | 2.268/a | Shkalle montazhi mermeri | m2 | 66.44 |  | 0
Marble mounting ladder
6 | 2.326 | Shtrese me pllaka majolike 25x40 (50) cm , Uje thithja < 10 %,rezistenca ne perkulje R>15N/mm2 (Rezistenca termike, rezistenca kimike, delitacioni duhet te jene konform ISO 10545) | m2 | 855.6 |  | 0
Layer with majolica tiles 25x40 (50) cm, Water absorption <10%, flexural strength R> 15N / mm2 (Thermal resistance, chemical resistance, Shrinkage must be in accordance with ISO 10545)
|  | Shuma 6 |  |  |  | 0
Sum 6
VIl. Punime suvatimi e bojatisjeje të brendëshme
Inside plastering and painting works
1 | 2.31 | Suva brenda mur tulle h~4m me krah, llaç perzier M 25 | m2 | 7644 |  | 0
Inside plaster of the brick wall h~4m, mixed mortar M25
2 | 2.404/1 | Boje hidroplastike importi cilesi e I-re | m2 | 7644 |  | 0
Imported hydro plastic paint first quality
3 | 2.297/a | Tavan me kartonxhes,Trashësi pllake 12,5 mm,Aftësia e transmetim:it të nxehtësisë : λ W/(m∙K) 0,23,Masa e tkurrjes dhe bymimit per 1 % i ndryshimit të lagëshisë relative:0,005 - 0,008 mm/m, Fortësia karakteristike në përkulje fm,k : Paralel me drejtimin gjatësor:≥ 6,5N/mm²,- Pingul me drejtimin gjatësor:≥ 2,0N/mm²,Gjithe sistemet e fiksimit duhet te jene galvanizato . | m2 | 2517 |  | 0
Cardboard ceiling, Tile thickness 12.5 mm, Heat transfer capacity: λ W / (m ∙ K) 0,23, Shrinkage and swelling rate per 1% of relative humidity change: 0,005 - 0,008 mm / m, Characteristic flexural strength fm, k: Parallel to the longitudinal direction: ≥ 6.5N / mm², - Perpendicular to the longitudinal direction: ≥ 2.0N / mm²
4 | 2.328/1 | Patinim muri me stuko Akrilike | m2 | 1289.2 |  | 0
Wall painting with Acrylic putty
|  | Shuma 7 |  |  |  | 0
Sum 7
VIlI. Punime dyersh e dritaresh
Doors and window works
1 | 2.375/a | Dritare d/aluminidopi xham, me xham termik dhe argon, koeficienti i trasmetimit U≤1,3W/m2K | m2 | 275.16 |  | 0
Double glazed aluminum windows. thermal glass with argon U≤1,3W/m2K
2 | 2.375/a | Dyer d/alumini dyfish xham me strukture metalie sipas projektit | m2 | 45 |  | 0
Double glazed aluminum doors with metalik stucrure
3 | 2.395/a | Dere d/alumini 1/2 xham akulli,me mbushje d/a. | m2 | 37.8 |  | 0
Door d / aluminum 1/2 frosted glass , with filling d / a.
4 | 2.273 | Pragje dritaresh mermeri 2cm | m2 | 92.16 |  | 0
Window marble sills 2cm
5 | 2.388/1 | F V Dyer te brendeshme druri (210x90x5 cm ), me dritare ndricuse ,me kase metalike ne mure dhe mentesha kushinete sipas projektit | m2 | 86.9 |  | 0
Wooden interior doors (210x90x5 cm), with lighted windows, with metal frame on the walls and hinged bearings according to the project
6 | 2.386/2 | Dyer Metalike te blinduara me dy kanate me kase metalike ne mur dhe mentesha kushinete sipas projektit | m2 | 13.23 |  | 0
Metal security doors with metal cases on the wall, according to the design
7 | 2.386/2 | Dyer Metalike antizjarr me dy kanate me kase metalike ne murdhe mentesha kushinete , dhoma teknike sipas projektit | m2 | 25.9 |  | 0
Metal fire doors with metal cases on the wall, according to the design
8 | 2.413 | F.V zgara dekorativa hekuri me figuracion mesatare per dritaret | ton | 6.6 |  | 0
Decorative steel grill for the windows
9 | 396/b | Veshje me panel MDF sipas projektit | m2 | 371 |  | 0
MDF panel coating acording the design
10 | 2.410/a | Parapet shkalle e ballkone me tuba inoksi ngjyre e verdhe ose metalizato, h=80~90cm | ml | 97.5 |  | 0
Parapet stairs and balconies with yellow metallized stainless steel pipes, h = 80 ~ 90cm
|  | Shuma 8 |  |  |  | 0
Sum 8
lX. Punime te jashtme
Outdoor works
1 | 2.358/b | Veshje fasade me polisterol kompakt jeshil t=5cm, veteshuars (XPS) me dendesi 16kg/m³ dhe λ>0.04 W/mK.+ rrjete +kolle+grafiato | m2 | 1809.2 |  | 0
Facade cladding with compact green polystyrene t = 5cm ,self extinguished(XPS),density 16kg/m3 7+ nets + grafiato
2 | 2,358 | Veshje fasade me pllake mermeri t=3cm | m2 | 206.5 |  | 0
Facade cladding with Marble t=3cm
3 | 2.31 | Suva mur tulle h~4m me krah, llaç perzier M 25 | m2 | 73 |  | 0
Plaster of the brick wall h>4m, mixed mortar M25
4 | 2.404/1 | Boje hidroplastike importi cilesi e I-re | m2 | 1809.2 |  | 0
Hydroplastic paint import first quality
5 | 2.108/c | Ndertim mure betopani | m2 | 18.3 |  | 0
Betopani walls
6 | an | F.V. detaj me rezine per kornizat e dritareve sipas projektit | ml | 187 |  | 0
F.V. resin detail for window frames according the design
7 | 2.273/1 | Shtrese me pllaka graniti t=3cm | m2 | 198.3 |  | 0
Layer with granite tiles t = 3cm
|  | Shuma 9 |  |  |  | 0
Sum 9
X. Punime te sistemimit te jashtem
Outdoor site works
1 | 3.62 | Trotuar, me 6 cm beton, me pllaka | m2 | 1791 |  | 0
Sidewalk, 6 cm concrete,with tiles
2 | 3.617/1 | F V bordura betoni 20x30 cm | ml | 91.2 |  | 0
P.I.Sidewalk curbs 20x30cm
3 | 2.261 | Shtrese rere | m3 | 180 |  | 0
Sand layer
4 | 3206 | Shtrese zhavori lumi t=30cm, perhapur e ngjeshur me makineri | m2 | 1800 |  | 0
Gravel layer t=30cm
5 | 2.1/a | Germim dheu me krah e transport me k dore 10 m, kategoria III | m3 | 329 |  | 0
Excavation with arm and transport by hand 10 m, category III
6 | 2.25 | Germim themele b>2m, ekskavator me goma, kova 0.25m3 shkarkim toke | m3 | 421 |  | 0
Fondation excavation b> 2m, excavator with tires, buckets 0.25m3 land discharge
7 | 2.262/4 | Shtrese betoni C 16/20 | m3 | 569 |  | 0
Concrete layer C 16/20
8 | 2.262/4a | Kuneta monolite C 16/20 | m3 | 126 |  | 0
Concrete gutter C16/20
9 | 2.258/2 | Shtrese zhavori ne teritorin e ndertesave | m3 | 1430 |  | 0
Gravel filling
10 | 2.1 | Hedhje,rrafshim,mbushje dheu me krah, kategoria III | m3 | 1245 |  | 0
Casting, flattening, filling of soil with arm, category III
11 | 2.122/1a | Beton C 30/37 per mur rrethues (L=345.5ml) | m3 | 382 |  | 0
Concrete C 30/37 for perimeter wall
12 | 2.166 | F V hekur betoni periodik | ton | 21.5 |  | 0
F V periodic concrete steel
13 | 2.262/4 | Shtrese betoni C 16/20 | m3 | 131 |  | 0
Concrete gutter C16/20
14 | 2.413 | F.V zgara dekorativa hekuri me figuracion mesatare per murin | ton | 23.9 |  | 0
F.V grill iron decoration with medium figuration for the wall
15 | An | F.V porte metalike dekorative rreshqitese | m2 | 12.8 |  | 0
F.V decorative sliding metal gates
16 | 2.425/3 | Grope septike me V = 16 m3 | cope | 1 |  | 0
Septic tank V=16m3
17 | 2556 | F.V tuba betoni Ø 600 mm | ml | 410 |  | 0
P.I concrete Pipe Ø 600 mm
| 2.261 | Shtrese rere | m3 | 296 |  | 0
Sand layer
|  | Shuma 10 |  |  |  | 0
Sum 10
Xl.Konstruksione metalike
Steel constructions
1 | 2.182 | Konstruksione metalike te thjeshta | ton | 69.21 |  | 0
Simple steel constructions
2 | An | Rrjete teli e galvanizuar per veshjen e shkalles | m2 | 360 |  | 0
Galvanized wire mesh for ladder cladding
3 | 2.401 | Boje vaji siperfaqe metalik | m2 | 300 |  | 0
Oil paint of metalic surface
4 | An | Llamarine industriale per shkallet e jashtme | ton | 4.95 |  | 0
Industrial sheet metal for exterior stairs
|  | Shuma 11 |  |  |  | 0
Sum 11
XIl.Punime per kabinen elektike
Works for electikal Cabin
1 | 2.1/a | Germim dheu me krah e transport me k dore 10 m, kategoria III | m3 | 21 |  | 0
Excavation of soil by hand and transport by wheelbarrow 10 m, category III
2 | 2.258 | Nenshtrese zhavori | m3 | 1.6 |  | 0
Gravel sublayer
3 | 2.262/4 | Shtrese betoni C 16/20 | m3 | 1.6 |  | 0
Concrete layer C 16/20
4 | 2.262/4b/A | Trare themeli, b/a C 30/7 | m3 | 10.4 |  | 0
Reinforced concrete foundation beams C 25/30
5 | 2.117/1b | Kollona b/a monolite dhe mure C 20/37 h ~ 4m | m3 | 1.8 |  | 0
Monolithic reinforced concrete columns and walls C 30/37 h ~ 4m
6 | 2.119/1a | Trare e arkitrare b/a C30/37 h ~ 4m | m3 | 1.9 |  | 0
Beam and lintel reinforced concrete clase C 30/37 h ~ 4m
7 | 2.122/1a | Soleta te plota b/a C 30/37 monolite | m3 | 6.5 |  | 0
Monolitic slabs reinforced concrete clase C 30/37
8 | 2.166 | F V hekur betoni periodik | ton | 1.85 |  | 0
F V periodic steel
9 | 2.71/1 | Mur me tulle te lehtesuara dopio deri 8m me llaç perzier M15 (t=25cm) | m3 | 13.2 |  | 0
Lightweight brick wall double up to 8m with mortar mixed M15
10 | 2.195 | Hidroizolim me emulsion dhe dy duar k.k. t=4mm | m2 | 28.1 |  | 0
Emulsion waterproofing and two bitumen hands t = 4mm
11 | 2.31 | Suva mur tulle h~4m me krah, llaç perzier M 25 | m2 | 173 |  | 0
Plaster of the brick wall h>4m, mixed mortar M25
|  | Shuma 12 |  |  |  | 0
Sum 12
XIll.Punime te ndryshme
Diferent Works
1 | An | Pusi Uji ,thellsia 35-50 ml,diametri shpimit 300mm,komlet(Pompe 1.2-1.5kw,kabull elektrk, tubacione ,pusete,testime etj.) | cope | 1 |  | 0
Water well, depth 35-50 ml, drilling diameter 300mm, complete (Pumps 1.2-1.5kw, electric cable, pipes, etc.)
2 | An | Ashensori 0.3m/s-0.4m/s, 13m, 420KG-500KG, Brake voltage<5, Power 380V,220V,50HZ/60HZ, Integrated Controller. | cope | 1 |  | 0
Lift 0.3m/s-0.4m/s, 13m, 320KG-400KG,Brake voltage<5,Power 380V,220V,50HZ/60HZ,Integrated Controller.
|  | Shuma 13 |  |  |  | 0
Sum 13
|  | TOTALI A |  |  |  | 0
TOTALI A
B. PUNIME HIDROSANITARE
B. SANITARY WORKS
1- PUNIME INSTALIMI / INSTALLATION WORKS
1- INSTALLATION WORKS
SISTEMI I MBROJTJES KUNDER ZJARRIT
FIRE FIGHTING SYSTEM
A |  | Sinjalistika & kodi indeksimit / Signaling & indexing code
1 | Analize | F.V Hidrant Zjarri Kodi Al - 5212 (B) | cope | 3 |  | 0
P.I Fire Hydrant Code Al - 5212 (B)
2 | Analize | F.V Fikëse zjarri me pluhur Kodi Al - 5203(B) | cope | 6 |  | 0
P.I Portable powder fire extinguisher Code Al - 5203(B)
3 | Analize | F.V Fikëse zjarri me CO2 Kodi Al - 5206 | cope | 3 |  | 0
P.I Portable CO2 fire extinguisher Code Al - 5203(B)
4 | Analize | F.V Buton sinjalizimi i zjarrit Kodi Al - 5102(B) | cope | 9 |  | 0
P.I Fire alarm button Code Al - 5102(B)
5 | Analize | F.V Lidhja me motopompen Kodi Al - 5212 (B) | cope | 1 |  | 0
P.I Mottopump Connection Code Al - 5212 (B)
6 | Analize | F.V Zbritje shkalle Kodi Al - 5103(B) | cope | 4 |  | 0
P.I Emergency Downstairs Exit Code Al - 5103(B)
7 | Analize | F.V Rrezik zjarri nga pajisjet elektrike nën tension | cope | 1 |  | 0
P.I Fire from electrical equipment
8 | Analize | F.V Ndalim i shuarjes së zjarrit me uje | cope | 1 |  | 0
P.I Prohibition use of water
9 | Analize | F.V Drejtim i daljes së emergjences Kodi Al - 5107(B) | cope | 17 |  | 0
P.I Exit Emergency Direction Code Al - 5107(B)
|  | Shuma 1 |  |  |  | 0
Sum 1
Tubacione & rakorderi / Pipes & Fittings
1 | 2.493/1 | F.V Tubo çeliku i zi pategel Ø 2 1/2" x 3.25 mm | kg | 273 |  | 0
P.I Steel pipe mannesmann Ø 2 1/2" x 3.25 mm
2 | 2.493/1 | F.V Tubo çeliku i zi pategel Ø 2" x 3.25 mm | kg | 110 |  | 0
P.I Steel pipe mannesmann Ø 2" x 3.25 mm
3 | 2.493/1 | F.V Tubo çeliku i zi pategel Ø 1½" x 2.90 mm | kg | 50 |  | 0
P.I Steel pipe mannesmann Ø 1 ½" x 2.90 mm
4 | Analize | F.V Rakorderi çeliku i zi ( Bryla,Ti, reduksione etj). | kg | 129.9 |  | 0
P.I Steel Pipe Fittings (elbow, TI, reduction etc.)
5 | Analize | F.V Galexhant mekanik Ø 1 ½ " | cope | 2 |  | 0
P.I Mechanical Float Valve Level Switch Ø 1 ½"
6 | Analize | F.V Galexhant elektrik | cope | 1 |  | 0
P.I Electrical Float Valve Level Switch
7 | 2.494/5 | F.V Saracineska me trup bronzi Ø 2 " | cope | 6 |  | 0
P.I On/ Off bronze valve Ø 2 "
8 | 2.494/4 | F.V Saracineska me trup bronzi Ø 1 ½" | cope | 2 |  | 0
P.I On/ Off bronze valve Ø 1 ½"
9 | 2.494/3 | F.V Saracineska me trup bronzi Ø 1 ¼" | cope | 1 |  | 0
P.I On/ Off bronze valve Ø 1 ¼"
10 | Analize | F.V Valvol moskthimi Ø 2 " | cope | 1 |  | 0
P.I Non return valve Ø 2 "
11 | 2.491/f | F.V Tubo PE - HD Ø 63x 5.8 mm, PN16 | ml | 15 |  | 0
P.I PE-HD Pipe Ø 63x5.8 mm, PN16
12 | Analize | F.V Rakorderi ( bryla, ti, reduksion, etj) | kompl | 1 |  | 0
P.I PE-HD Fittings (elbow, TI, reduction etc.)
|  | Shuma 2 |  |  |  | 0
Sum 2
SISTEMI I FURNIZIMIT ME UJE
WATER SUPPLY SYSTEM
B |  | Furnizimi me uje nga rrjeti / Water Supply Network
1 | 2.491/e | F.V Tubo PE - HD Ø 50x4.6 mm, PN16 | ml | 28 |  | 0
P.I PE-HD Pipe Ø 50x4.6 mm, PN16
2 | Analize | F.V Rakorderi ( bryla, ti, reduksion, etj) | kompl | 1 |  | 0
P.I PE-HD Fittings (elbow, TI, reduction etc.)
3 | Analize | F.V Mates uji Ø 1½" | cope | 1 |  | 0
P.I Water meter Ø 1½"
4 | Analize | F.V Valvol nderprerese me sfere Ø 1½" | cope | 2 |  | 0
P.I Disconecting ball valve Ø 1½"
5 | Analize | F.V Valvol moskthimi Ø 1½" | cope | 1 |  | 0
P.I Non return valve Ø 1½"
6 | Analize | F.V Reduktor presioni Ø 1½" | cope | 1 |  | 0
P.I Water Pressure reducer Ø 1½"
7 | Analize | F.V Filter uji Ø 1½" | cope | 1 |  | 0
P.I Water filter Ø 1½"
Sistemi i shperndarjes se ujit sanitar / Sanitary water distribution system
8 | Analize | F.V Galexhant mekanik Ø 1 ½" | cope | 2 |  | 0
P.I Mechanical Float Valve Level Switch Ø 1 ½"
9 | Analize | F.V Galexhant elektrik | cope | 1 |  | 0
P.I Electrical Float Valve Level Switch
10 | Analize | F.V Minivalvula nderprerese per pajisjet sanitare Ø ½" | cope | 92 |  | 0
P.I Distribution fittings ½"F, with brackets for sanitary device connection
11 | Analize | F.V Valvol nderprerese me sfere Ø ¾ " | cope | 12 |  | 0
P.I Disconecting ball valve Ø ¾ "
12 | Analize | F.V Valvol nderprerese me sfere Ø 1 ½" | cope | 1 |  | 0
P.I Disconecting ball valve Ø 1 ½"
13 | Analize | F.V Valvol nderprerese me sfere Ø 2 " | cope | 10 |  | 0
P.I Disconecting ball valve Ø 2 "
14 | Analize | F.V Valvol moskthimi Ø 2 " | cope | 1 |  | 0
P.I Non return valve Ø 2 "
|  | Shuma 3 |  |  |  | 0
Sum 3
Rjeti i tubacioneve brenda objektit - Tubo PPR - Polipropilen
Pipe networks inside the building - PPR pipes - Polypropylene
1 | Analize | F.V Tubo PPR me rakorderi Ø 20 mm | ml | 130 |  | 0
P.I PPR Pipe with fittings Ø 20 mm
2 | Analize | F.V Tubo PPR me rakorderi Ø 25 mm | ml | 58 |  | 0
P.I PPR Pipe with fittings Ø 25 mm
3 | Analize | F.V Tubo PPR me rakorderi Ø 32 mm | ml | 22 |  | 0
P.I PPR Pipe with fittings Ø 32 mm
4 | Analize | F.V Tubo PPR me rakorderi Ø 40 mm | ml | 12 |  | 0
P.I PPR Pipe with fittings Ø 40 mm
5 | Analize | F.V Tubo PPR me rakorderi Ø 50 mm | ml | 62 |  | 0
P.I PPR Pipe with fittings Ø 50 mm
6 | Analize | F.V Tubo PPR me rakorderi Ø 63 mm | ml | 15 |  | 0
P.I PPR Pipe with fittings Ø 63 mm
7 | Analize | F.V Termoizolim armoflex me spesor 9 mm per tubo PPR 20 mm | ml | 130 |  | 0
P.I Armaflex for PPR pipe Ø 20 mm with thickness 9 mm
8 | Analize | F.V Termoizolim armoflex me spesor 9 mm per tubo PPR 25 mm | ml | 58 |  | 0
P.I Armaflex for PPR pipe Ø 25 mm with thickness 9 mm
9 | Analize | F.V Termoizolim armoflex me spesor 9 mm per tubo PPR 32 mm | ml | 22 |  | 0
P.I Armaflex for PPR pipe Ø 32 mm with thickness 9 mm
10 | Analize | F.V Termoizolim armoflex me spesor 9 mm per tubo PPR 40 mm | ml | 12 |  | 0
P.I Armaflex for PPR pipe Ø 40 mm with thickness 9 mm
11 | Analize | F.V Termoizolim armoflex me spesor 9 mm per tubo PPR 50 mm | ml | 62 |  | 0
P.I Armaflex for PPR pipe Ø 50 mm with thickness 9 mm
12 | Analize | F.V Termoizolim armoflex me spesor 9 mm per tubo PPR 63 mm | ml | 15 |  | 0
P.I Armaflex for PPR pipe Ø 63 mm with thickness 9 mm
13 | Analize | F.V Aksesor per montimin e tubacioneve PPR:fasheta,vida,dado etj. | kompl | 1 |  | 0
P.I Accessories for mounting copper pipes: clamps, screws etc.
|  | Shuma 4 |  |  |  | 0
Sum 4
SISTEMI I SHKARKIMIT TE UJRAVE TE ZEZA, TE SHIUT DHE DRANAZHIMI
SEWAGE WATER DISCHARGE SYSTEM
Shkarkimi i brendshem i ujrave te zeza / Indoor sewage water discharge system
1 | Analize | F.V Tubo shkarkimi PP d125 | ml | 10 |  | 0
P.I Waste pipe with push - fit socket PP d125
2 | Analize | F.V Tubo shkarkimi PP d110 | ml | 125 |  | 0
P.I Waste pipe with push - fit socket PP d110
3 | Analize | F.V Tubo shkarkimi PP d75 | ml | 59 |  | 0
P.I Waste pipe with push - fit socket PP d75
4 | Analize | F.V Tubo shkarkimi PP d50 | ml | 55 |  | 0
P.I Waste pipe with push - fit socket PP d50
5 | Analize | F.V Rakorderi (bryla, braga, tee, reduksion, etj.) si dhe te gjithe aksesoret e nevojshem per montimin e tubove te shkarkimit | kompl | 1 |  | 0
|  | P.I Fittings (bend, branch, tee, reduction, ect.) and all nessesary accessories for mounting of waste water discharge pipe | set
6 | Analize | F.V Aksesor per montimin e tubacioneve te PP : fasheta, vida, dado, tapa, paste lubrifikuese etj. | kompl | 1 |  | 0
P.I Accessories for mounting PP pipes: clamps, screws etc.
7 | Analize | F.V Kunete B=25cm, kapak gize, grile | ml | 2 |  | 0
P.I Discharge gully B=25cm, cast iron cover, grille
Shkarkimi i jashtem i ujrave te zeza / Outdoor sewage water discharge system
8 | Analize | F.V Germim dhe transport dheu per kanalet e tubove dhe pusetave | m³ | 17 |  | 0
P.I Earthwork and transport for pipes channel and pits
9 | Analize | F.V Shtrese rere | m³ | 4 |  | 0
P.I Sand lay down + transportation
10 | Analize | F.V Pusete betoni (80 x 80) cm, me kapak gize Ø60 mm | cope | 6 |  | 0
P.I Concrete pits (80 x 80 ) cm, cast iron cover Ø60 mm
11 | Analize | F.V Tubo PEHD I magjistralit I rrudhosur Ø 200 mm | ml | 58 |  | 0
P.I Corrugated polyethylene PEHD pipe Ø 200 mm
12 | Analize | F.V Tubo PEHD I magjistralit I rrudhosur Ø 250 mm | ml | 15 |  | 0
P.I Corrugated polyethylene PEHD pipe Ø 250 mm
13 | Analize | F.V Element ndihmes dhe rakorderi per tuba PEHD | kompl | 1 |  | 0
P.I Auxiliary elements & fittings for PEHD pipes ( joint installations )
Sistemi i drenazhimit te ujrave te shiut / Rain water drainage system
14 | Analize | F.V Germim dhe transport dheu per kanalet e tubove dhe pusetave | m³ | 35 |  | 0
P.I Earthwork and transport for pipes channel and pits
15 | Analize | F.V Shtrese rere + transport | m³ | 7 |  | 0
P.I Sand lay down + transportation
16 | Analize | F.V Pusete betoni shiu, me kapak gize (40x25) cm | cope | 18 |  | 0
P.I Concrete pits, mesh cast iron cover (40x25) cm
17 | Analize | F.V Tubo PEHD I magjistralit I rrudhosur Ø 110 mm | ml | 17 |  | 0
P.I Corrugated polyethylene PEHD pipe Ø 110 mm
18 | Analize | F.V Tubo PEHD I magjistralit I rrudhosur Ø 125 mm | ml | 23 |  | 0
P.I Corrugated polyethylene PEHD pipe Ø 125 mm
19 | Analize | F.V Tubo PEHD I magjistralit I rrudhosur Ø 160 mm | ml | 30 |  | 0
P.I Corrugated polyethylene PEHD pipe Ø 160 mm
20 | Analize | F.V Tubo PEHD I magjistralit I rrudhosur Ø 200 mm | ml | 65 |  | 0
P.I Corrugated polyethylene PEHD pipe Ø 200 mm
21 | Analize | F.V Tubo PEHD I magjistralit I rrudhosur Ø 250 mm | ml | 122 |  | 0
P.I Corrugated polyethylene PEHD pipe Ø 250 mm
22 | Analize | F.V Element ndihmes dhe rakorderi per tuba PEHD | kompl | 1 |  | 0
P.I Auxiliary elements & fittings for PEHD pipes ( joint installations )
23 | Analize | F.V Tubo Llamarine zinkuar/lyer shkarkimi vertikal Ø 110 mm, I kompletuar me aksesore | ml | 89 |  | 0
P.I Waste pipe with accessories coated/zinc sheet d110 mm
|  | Shuma 5 |  |  |  | 0
Sum 5
2- PAISJE
2- EQUIPMENTS
SISTEMI I MBROJTJES KUNDER ZJARRIT
FIREFIGHTING SYSTEM
C |  | Makineri dhe pajisje / Machinary & Equipments
1 | Analize | F.V Fikëse zjarr me pluhur, destinacioni per mbrojtjen e pajisjeve ne ndertesë. Tip bombel (e levizshme). Klasa e zjarrit 55A-233BC, kapaciteti normal 12 kg, pesha 17.6 kg. Diametri 190mm, lartesia 640 mm. | cope | 6 |  | 0
P.I Powder Cylinder Extinguisher 12kg
2 | Analize | F.V Fikëse zjarr me CO2, destinacioni per mbrojtjen e paisjeve ne ndertese. Tip bombel (e levizshem). Klasa e zjarrit 27A-233BC, kapaciteti normal 6 kg, pesha 11 kg. Diametri 160mm, lartesia 560 mm. | cope | 3 |  | 0
P.I CO2 Cylinder Extinguisher 12kg
3 | Analize | F.V Kaset + hidrant zjarri i brendshëm. Kasetë brenda murit, llamarine çeliku e emaluar me ngjyrë të kuqe RAL 3000 - UNI 9227,me baze rezine. Dimensionet (370x610x190)mm, tub fleksibël 30 m, Aksesorët: saraçineske ndërprerëse 1½", lançë + zorre uji DN 45. Pjesa e përparme e mbyllur me çelës. | cope | 3 |  | 0
P.I Fire Hydrant DN45 30MT Inside the wall. with red color steel cassette enamelled RAL 3000 - UNI 9227
4 | Analize | F.V Grupi i lidhjes me motopompen për hidrant DN 65. Vendosja në kasetë të jashtme, llamarine çeliku të emaluar ne ngjyre, te kuqe RAL 3000, valvol sigurie dhe moskthimi 2" (DN 50) materiali i grupit bronz. |  | 1 |  | 0
P.I Fire fighting brigade hydrant DN 65 for outside the wall installation. with red color steel cassette enamelled RAL 3000
5 | An - 11 | F.V Rezervuar Vertikal zingato per furnizimin me uje, kapaciteti 5 000 lit, De=1600 mm, H=2660 mm, lidhjet 1 ½". | cope | 2 |  | 0
P.I Zingato rezervoir for water supply, capcacity 5 000 lit, De=1600 mm, H=2660 mm, connection 1 ½".
6 | Analize | F.V Stacioni i Pompave te Mbrojtjes Kundra Zjarrit. Sistemi i rritjes së presionit kompakt në përputhje me EN 12845: 2005. Motopompe me lende djegese Diesel, ftohje me ajer, injektim direkt i lendes djegese. Motopompe - Fuqia: 10.2 kW, e pajisur me pompe - Prurja: 7.5 m³/h - Prevalenca: 50 mKH2O Pompe Elektrike - Fuqia: 7.5 kW - Prurja: 7.5 m³/h - Prevalenca: 50 mKH2O - Rryma: 14.8 A - Tensioni: 3/400 V, 50 Hz - Shkalla mbrojtese: IP 54 Pompa Pilot - Fuqia: 0.75 kW - Rryma: 1.83 A Kolektori ne thithje / DN65 PN16. Dimensionet :1865x1393x1824 mm | cope | 1 |  | 0
P.I Station Fire Protection Pump. Compact pressure increase system in accordance with EN 12845: 2005. Diesel engine fuel pump, air cooling, direct injection of fuel. Diesel pump - Flow: 7.5 m³/h - Head: 50 mKH2O - Power: 10.2 kW, equipped with pump Electrical pump - Flow: 7.5 m³/h - Head: 50 mKH2O - Power: 7.5 kW - Current: 14.8 A - Voltage: 3/400 V, 50 Hz - Protective rate: IP 54 Jockey Pump - Power: 0.75 kW - Current: 1.83 A Manifold Section DN65 PN16. Dimensions: 1865x1393x1824 mm
|  | Shuma 6 |  |  |  | 0
Sum 6
SISTEMI I FURNIZIMIT ME UJE
WATER SUPPLY SYSTEM
D |  | Makineri dhe pajisje / Machinary & Equipments
1 | An - 11 | F.V Rezervuar Vertikal zingato per furnizimin me uje, kapaciteti 5 000 lit, De=1600 mm, H=2660 mm, lidhjet 1 ½". | cope | 2 |  | 0
P.I Zingato rezervoir for water supply, capcacity 5 000 lit, De=1600 mm, H=2660 mm, connection 1 ½".
2 | Analize | F.V. Grup pompimi me shpejtesi variabel (inverter), per furnizimin me uje sanitar, me dy pompa Prurja: 15 m³/h, Prevalenca: 60 mKH2O, Fuqia elektrike: 5.5 kW, Ushqimi: 3~380V / 50Hz, Lidhjet: 2½", PN16 Shkalla mbrojtëse: IP54 E kompletuar me te gjithe aksesoret e nevojshem. | kompl | 1 |  | 0
P.I Sanitary water supply pump (Inverter) Flow : 15 m³/h, Head: 60 mKH2O, Power: 5.5 kW Voltage: 3-380V/50Hz, Connection : 2½", PN16 Complete with all necessary accessories
3 | Analize | F.V. Autoklave - Presioni max. i punes: 10 bar - Presioni i ngarkimit: 1.5 bar - Kapaciteti: 300 lit - Diametri: 630 mm - Lartesia: 1365 mm - Lidhjet: 1 1/2”( DN 40 ) | cope | 1 |  | 0
P.I Autoclave - Max. work pressure: 10 bar - Loading pressure: 1.5 bar - Capacity: 300 lit - Diameter: 630 mm - Height: 13650 mm - Connection: 1 1/2”( DN 40 )
Pajisje hidrosanitare
Hidrosanitation Equipment
4 | 2.495 | F.V Lavaman tualeti + mishelator | cope | 18 |  | 0
P.I Washing basin+monocontrol mixer
5 | Analize | F.V Lavaman per njerez me aftesi te kufizuar + mishelator | cope | 6 |  | 0
P.I Washing basin for disabilities use + monocontrol mixer
6 | Analize | F.V WC-alla turke | cope | 30 |  | 0
P.I Single block WC toilet, Turkish type , low cistern (flash box)
7 | Analize | F.V WC- per njerez me aftesi te kufizuara + kuti shkarkuese + ulese metakrilate dhe te gjithe aksesoret mbajtes (sipas vizatimit) | cope | 6 |  | 0
P.I Single block WC toilet, for disabilities use, (77x 38) cm + discharge box + Methacrylate seat and all supporting accessory ( according to the drawing)
8 | Analize | F.V Pilete dyshemeje Ø 50 mm | cope | 6 |  | 0
P.I Drain Pit Ø 50 mm
9 | An - 15 | F.V Bolier elektrik 80 litra | cope | 6 |  | 0
P.I Electrical boiler 80 liter
10 | Analize | F.V Aspirator aksial per tualetet Prurja: 90 m3/h Fuqia eketrike: 12 W Ushqimi: 230V - 50Hz Niveli i zhurmes dB(A): 43 | cope | 6 |  | 0
P.I Fan toilet with non return valve Flow : 90 m³/h Power: 12 W Voltage: 1~230V/50Hz Sound Level: dB(A): 43
|  | Shuma 7 |  |  |  | 0
Sum 7
|  | TOTALI B |  |  |  | 0
TOTALI B
C. SISTEMI I NGROHJES & FTOHJES
C. HEATING & COOLING SYSTEM
1- Punime per instalimin e tubacioneve
1- Installation works
Rjeti i tubove te bakrit sistemi VRV
Copper pipe network VRV system
1 | Analize | F.V Tubo bakri me armaflex Ø 6.35mm per sistemet VRV | ml | 145 |  | 0
P.I Cu Pipe with armaflex Ø 6.35mm for VRV system
2 | Analize | F.V Tubo bakri me armaflex Ø 9.5 mm per sistemet VRV | ml | 410 |  | 0
P.I Cu Pipe with armaflex Ø 9.5 mm for VRV system
3 | Analize | F.V Tubo bakri me armaflex Ø 12.7mm per sistemet VRV | ml | 187 |  | 0
P.I Cu Pipe with armaflex Ø 12.7 mm for VRV system
4 | Analize | F.V Tubo bakri me armaflex Ø 15.9 mm per sistemet VRV | ml | 410 |  | 0
P.I Cu Pipe with armaflex Ø 15.9 mm for VRV system
5 | Analize | F.V Tubo bakri me armaflex Ø 19.1 mm per sistemet VRV | ml | 145 |  | 0
P.I Cu Pipe with armaflex Ø 19.1 mm for VRV system
6 | Analize | F.V Tubo bakri Ø 22.2 mm per sistemet VRV | ml | 26 |  | 0
P.I Cu Pipe Ø 22.2 mm for VRV system
7 | Analize | F.V Tubo bakri Ø 28.6 mm per sistemet VRV | ml | 78 |  | 0
P.I Cu Pipe Ø 28.6 mm for VRV system
8 | Analize | F.V Tubo bakri Ø 34.9 mm per sistemet VRV | ml | 140 |  | 0
P.I Cu Pipe Ø 34.9 mm for VRV system
9 | 2.535/a | F.V Armafleks per tub Ø 22.2 mm per sistemet VRV | ml | 26 |  | 0
P.I Armaflex for pipe Ø 22.2 mm for VRV system
10 | 2.535/b | F.V Armafleks per tub Ø 28.6 mm per sistemet VRV | ml | 78 |  | 0
P.I Armaflex for pipe Ø 28.6 mm for VRV system
11 | 2.535/c | F.V Armafleks per tub Ø 34.9 mm per sistemet VRV | ml | 140 |  | 0
P.I Armaflex for pipe Ø 34.9 mm for VRV system
12 | Analize | F.V Flete Alumini per tubacionet jashte objektit me spesor s=0,5 mm | m2 | 18 |  | 0
P.I Aluminum sheets for pipes outside the building with spesor s = 0.5 mm
13 | Analize | F.V Aksesor per montimin e tubacioneve te bakrit : fasheta, vida, dado, nastro aluminmi etj. | kompl | 1 |  | 0
P.I Accessories for mounting copper pipes: clamps, screws, aluminum sheets etc.
14 | Analize | F.V Gaz per sistemin VRV tip R 410 A | kg | 88 |  | 0
P.I Gas for VRV system type R 410 A
15 | Analize | F.V Elektroda saldimi bronxi - lidhje argjendi L -Ag5 | kg | 25 |  | 0
P.I Welding electrodes Bronze - silver L -Ag5
16 | Analize | F.V Paste deoksiduese per saldim ( kuti - 250 gr ) | cope | 15 |  | 0
P.I Antioxidant paste for welding (box - 250 gr)
17 | Analize | F.V Degezime "Y" per lidhjen e pajisjeve me terminalin kryesor (dergim/kthim) | cope | 6 |  | 0
P.I Branches "Y" for equioment connecting with the main terminal (Set)
18 | Analize | F.V Kolektor shperndares VRV per lidhjen e pajisjeve me terminalin kryesor | cope | 6 |  | 0
P.I VRV distribution manifold for connecting equipment to the main terminal
19 | Analize | F.V Kabllo multipolar bakri me izolim PVC, djegje pa flake dhe emetim gazi Un= 6.0/1kV FG160R16 Tipi S=2x1.5 mm2 (Per komunikimin e Paisjeve te Kondicionimit). | ml | 765 |  | 0
P.I Multicore PVC insulated cable, fire retardant and under PVC sheath, Un= 6.0/1kV FG160R 16 Type S=2x1.5 mm2 (For Air Conditioning Unit communication).
20 | Analize | F.V Kanaline metalike e perforuar me vrima S=300x75 mm per kabllot e fuqise | ml | 8 |  | 0
P.I Perforated metallic cable tray S=150x75 mm for power cables network
21 | Analize | F.V Konstruksione metalike te kanalinave metalike, bryla, ti (profile U, C, suporte mbeshtetes, dado, vida etj) | komplet | 1 |  | 0
P.I Metalic Cable trays constructions elbow and Ti (U,C profile,support,screws, etc)
Rjeti i tubove te kondensatit - Tubo PPR - Polipropilen
Network of condensation pipes - PPR pipes - Polypropylene
22 | 2.491/c | F.V Tuba e rakorderi ujesjellesi PPR d=20~32mm, PN 16 | ml | 435 |  | 0
P.I PPR Pipe with fittings Ø 20~32mm, PN 16
23 | 2.491/e | F.V Tuba e rakorderi ujesjellesi PE d=50mm, PN 16 | ml | 65 |  | 0
P.I PPR Pipe with fittings Ø 50 mm, PN 16
24 | Analize | F.V Aksesor per montimin e tubacioneve PPR : fasheta, vida, dado etj. | kompl | 1 |  | 0
P.I Accessories for mounting copper pipes: clamps, screws etc.
|  | Shuma 1 |  |  |  | 0
Sum 1
2- PAISJE
2- EQUIPMENTS
SISTEMI I NGROHJES/FTOHJE DHE I VENTILIMI
HEATING/COOLING AND VENTILATION SYSTEM
Pajisje dhe terminale
Equipment and terminals
1 | Analize | F.V Kondicioner VRV Split Kasete 4 drejtime, kapaciteti ne ftohje / ngrohje 3.6 / 4.0 kW, prurja e ajrit mesatare Vaj.nom=480 m³/h, fuqia elektrike 45 W, ushqimi 220-240V/1F/50Hz, lidhjet Gaz / Leng - Ø 12.7 mm / Ø6.35 mm, I kompletuar me te gjithe elemente e nevojshem per montim, termostat ambienti, kabull komunikimi me pajisjen e jashtme si dhe te gjithe aksesoret e nevojshem. | cope | 6 |  | 0
P.I Conditioner VRV 4-way Cassette, capacity heating/cooling 3.6 / 4.0 kW, airflow Vaj.nom=480 m³/h, electrical power 45 W, electrical supply220-240V/1F/50Hz, Connection Gaz / Liquid - Ø 12.7 mm / Ø6.35 mm, Completed with all neccesary accessories for installation, comunication cable with outdoor unit, room thermostat etc...
2 | Analize | F.V Kondicioner VRV Split Kasete 4 drejtime, kapaciteti ne ftohje / ngrohje 5.6 / 6.3 kW, prurja e ajrit mesatare Vaj.nom=750 m³/h, fuqia elektrike 92 W, ushqimi 220-240V/1F/50Hz, lidhjet Gaz / Leng - Ø 12.7 mm / Ø6.35 mm, I kompletuar me te gjithe elemente e nevojshem per montim, termostat ambienti, kabull komunikimi me pajisjen e jashtme si dhe te gjithe aksesoret e nevojshem. | cope | 3 |  | 0
P.I Conditioner VRV 4-way Cassette, capacity heating/cooling 5.6 / 6.3 kW, airflow Vaj.nom=750 m³/h, electrical power 92 W, electrical supply220-240V/1F/50Hz, Connection Gaz / Liquid - Ø 12.7 mm / Ø6.35 mm, Completed with all neccesary accessories for installation, comunication cable with outdoor unit, room thermostat etc...
3 | Analize | F.V Kondicioner VRV Split Kasete 4 drejtime, kapaciteti ne ftohje / ngrohje 7.1 / 8.0 kW, prurja e ajrit mesatare Vaj.nom=810 m³/h, fuqia elektrike 61 W, ushqimi 220-240V/1F/50Hz, lidhjet Gaz / Leng - Ø 15.9 mm / Ø 9.5 mm, I kompletuar me te gjithe elemente e nevojshem per montim, termostat ambienti, kabull komunikimi me pajisjen e jashtme si dhe te gjithe aksesoret e nevojshem. | cope | 31 |  | 0
P.I Conditioner VRV 4-way Cassette, capacity heating/cooling 7.1 / 8.0 kW, airflow Vaj.nom=810 m³/h, electrical power 61 W, electrical supply220-240V/1F/50Hz, Connection Gaz / Liquid - Ø 15.9 mm / Ø 9.5 mm, Completed with all neccesary accessories for installation, comunication cable with outdoor unit, room thermostat etc...
4 | Analize | F.V Kondicioner Split Mural, kapaciteti ne ftohje 3.5 kW, prurja e ajrit mesatare Vaj.nom=672 m³/h, fuqia elektrike 40 W, ushqimi 220-240V/1F/50Hz, lidhjet Gaz / Leng - Ø 9.5 mm / Ø6.35 mm, I kompletuar me te gjithe elemente e nevojshem per montim, termostat ambienti, kabull komunikimi me pajisjen e jashtme si dhe te gjithe aksesoret e nevojshem.( Per dhomen e Serverit) | cope | 1 |  | 0
P.I Conditioner Wall Mounted Type, capacity cooling 3.5 kW, airflow Vaj.nom=672 m³/h, electrical power 40 W, electrical supply220-240V/1F/50Hz, Connection Gaz / Liquid - Ø 9.5 mm / Ø6.35 mm, Completed with all neccesary accessories for installation, comunication cable with outdoor unit, room thermostat etc. ( For Server Room)
5 | Analize | F.V KOMPRESOR I SISTEMIT "VRV" VERSION POMPE NXEHTESIE MODULAR INVERTER - Kapaciteti termik maksimal ne Ftohje: Q = 78.5 kW - Kapaciteti termik maksimal ne Ngrohje: Q = 87.5 kW - Fuqia elektrike Ft/ng: 22.0 / 21.9 kW - Lidhja Elektrike: 380-415V,50HZ - Kompresori model: Inverter - Lidhjet e tubove Gaz: ∅ 19.1 mm - Lidhjet e tubove Leng: ∅ 34.9 mm I kompletuar me te gjithe elemente e nevojshem per montim. | kompl. | 1 |  | 0
P.I Inverter Compressor for VRV System Modulated Heat Pump Version Cooling Capacity: Q=78.5 kW Heating Capacity: Q=87.5 kW Electrical Power C/H: 22.0/21.9 kW Electrical Connection: 380-415V, 50Hz Compressor Model: Inverter Gas Pipe Connection: ∅ 19.1 mm Liquid Pipe Connection: ∅ 34.9 mm Complete with all the necessary elements for mounting.
6 | Analize | F.V KOMPRESOR I SISTEMIT "VRV" VERSION POMPE NXEHTESIE MODULAR INVERTER - Kapaciteti termik maksimal ne Ftohje: Q = 83.5 kW - Kapaciteti termik maksimal ne Ngrohje: Q = 93.5 kW - Fuqia elektrike Ft/ng: 23.7 / 23.5 kW - Lidhja Elektrike: 380-415V,50HZ - Kompresori model: Inverter - Lidhjet e tubove Gaz: ∅ 19.1 mm - Lidhjet e tubove Leng: ∅ 34.9 mm I kompletuar me te gjithe elemente e nevojshem per montim. | kompl. | 2 |  | 0
P.I Inverter Compressor for VRV System Modulated Heat Pump Version Cooling Capacity: Q=83.5 kW Heating Capacity: Q=93.5 kW Electrical Power C/H: 23.7 / 23.5 kW Electrical Connection: 380-415V, 50Hz Compressor Model: Inverter Gas Pipe Connection: ∅ 19.1 mm Liquid Pipe Connection: ∅ 34.9 mm Complete with all the necessary elements for mounting.
7 | Analize | F.V Njesi qendrore e menaxhimit te sistemit VRV (Termostat QENDROR - ON/OFF). Mundesia e lidhjes deri ne 64 njesi/grupe. (Kontrroll individual i cdo paisje te brendshme, kontrroll kohore, program kalendarik, bllokim termostatesh individual. Kjo paisje duhet te jete e kompletuar me te gjitha elementet e nevojshem per instalim. | kompl. | 1 |  | 0
P.I Central Unit Management System VRV ( Thermostat - ON / OFF ). Possibility of connection up to 64 units / groups. (Individual control of each internal device, time control, calendar program, blocking of individual thermostats. This device must be complete with all the necessary elements for installation.
|  | Shuma 2 |  |  |  | 0
Sum 2
|  | TOTALI C |  |  |  | 0
TOTAL C
D. PUNIMET ELEKTRIKE
D. ELECTRICAL WORKS
I. Rrjeti I Prizave te Fuqise
I. Power Network Sockets
1 | Analize | F.V Prize " Shuko" 16A, 230V, dy module, ngjyre e bardhe | cope | 316 |  | 0
P.I Socket " Schucko" 16A, 230V, two modul, white colour
2 | Analize | F.V Prize " Shuko" 16A, 230V, dy module, ngjyre e kuqe | cope | 50 |  | 0
P.I Socket " Schucko" 16A, 230V, two modul, red colour
3 | Analize | F.V Pllake prizash dyshemeje, 20module, me kapak, 4 x priza Schucko 16A (Rrjeti) + 4 x Priza Shucko 16A nga (UPS) + 2 x priza interneti RJ45, tip FTP Cat.6 | cope | 17 |  | 0
P.I Torreto for socket outlet, flush floor mounted, 20modules with cover, 4xSchucko 16A (Network) + 4 x Schucko 16A (UPS) + 2 x RJ45 data sockets, FTP Cat.6 type
4 | Analize | F.V Kanaline metalike e perforuar me vrima S=200x75 mm | ml | 32 |  | 0
P.I Perforated metallic cable tray S=200x75 mm
5 | Analize | F.V Kanaline metalike e perforuar me vrima S=150x75 mm | ml | 380 |  | 0
P.I Perforated metallic cable tray S=150x75 mm
6 | Analize | F.V Kthesa kanaline horizontale 90˚, Bryl 200x75 mm | cope | 2 |  | 0
P.I Horizontal 90° cable tray, Elbow 200x75 mm
7 | Analize | F.V Kthesa kanaline horizontale 90˚, Bryl 150x75 mm | cope | 12 |  | 0
P.I Horizontal 90° cable tray, Elbow 150x75 mm
8 | Analize | F.V Kthesa kanaline ne zbritje 90˚, 200x75 mm | cope | 2 |  | 0
P.I Downward 90° cable tray elbow, 200x75 mm
9 | Analize | F.V Kthesa kanaline ne zbritje 90˚, 150x75 mm | cope | 10 |  | 0
P.I Downward 90° cable tray elbow, 150x75 mm
10 | Analize | F.V Rakorderi plan "T" 200x75 mm | cope | 2 |  | 0
P.I Racord plans "T" 200x75 mm
11 | Analize | F.V Rakorderi plan "T" 150x75 mm | cope | 16 |  | 0
P.I Racord plans "T" 150x75 mm
12 | Analize | F.V Reduksion ne qender kanaline metalike ne plan (200-150)x75 mm | cope | 1 |  | 0
P.I Central reduction metallic cable tray (200-150)x75 mm
13 | Analize | F.V Konstruksione metalike te kanalinave metalike (profile U, C, suporte mbeshtetes, dado, vida etj) | komplet | 1 |  | 0
P.I Metalic Cable trays constructions (U, C profile, support, screws, etc)
14 | 2.487/d | F.V Kuti, suporte, kapak, 4 module | cope | 160 |  | 0
P.I Boxes, supporting frames, cover plate, 4 modules
15 | Analize | F.V Kuti, suporte, kapak, 3 module | cope | 42 |  | 0
P.I Boxes, supporting frames, cover plate, 3 modules
16 | Analize | F.V Kuti plastike 3 module, jashte murit me kapak IP 55 | cope | 2 |  | 0
P.I 3 module plastic box , surface mounting with cover IP55
17 | Analize | F.V Kuti plastike 4 module, jashte murit me kapak IP 55 | cope | 3 |  | 0
P.I 4 module plastic box, surface mounting with cover IP55
18 | Analize | F.V Kuti shperndares , montim brenda murit PT-6, IP40 | cope | 32 |  | 0
P.I PVC Distribution box, flush mounting type, PT-6, IP40
19 | Analize | F.V Kuti shperndares, montim brenda murit PT-7, IP 40 | cope | 11 |  | 0
P.I PVC distribution box, flush mounting type, PT-7, IP40
20 | Analize | F.V Zile elektrikeD75, 230V, 75 dB | cope | 7 |  | 0
P.I Electric bell, D75, 230V, 75dB
21 | Analize | F.V Celes buton pulsant | cope | 1 |  | 0
P.I Push button switch
22 | Analize | F.V Tub i drejte rigid Ø=25mm, se bashku me brryla, Ti, bashkuese, aksesore per fiksimin e tubit ne tavan etj | ml | 80 |  | 0
P.I Rigid pipe d=25mm, included with elbow, Ti, connectors, fixing accessories for surface pipe installation etcc
23 | Analize | F.V Tub i drejte rigid Ø=20mm, se bashku me brryla, Ti, bashkuese, aksesore per fiksimin e tubit ne tavan etj | ml | 140 |  | 0
P.I Rigid pipe d=20mm, included with elbow, Ti, connectors, fixing accessories for surface pipe installation etcc
24 | 480/5 | F.V Tub plastmasi Ø 31 ~ 36 mm | ml | 1000 |  | 0
P.I PVC flexible pipe, Ø 31 ~ 36 mm
25 | 480/3 | F.V Tub plastmasi Ø 22 ~ 26 mm | ml | 3200 |  | 0
P.I PVC flexible pipe, Ø 22 ~ 26 mm
26 | 480/2 | F.V Tub plastmasi Ø 18 ~ 21 mm | ml | 1600 |  | 0
P.I PVC flexible pipe, Ø 18 ~ 21 mm
|  | Shuma / Sum 1 |  |  |  | 0
II. Rrjeti i Kabllove te Fuqise
II. Power Network Cables
27 | Analize | F.V Kabllo multipolar bakri me izolim PVC, djeg.pa flake dhe emetim gazi, Un=0,6/1 kV, FG16OR16 type, S = (1x150)mm² | ml | 135 |  | 0
P.I Multicore PVC insulated cable, fire retardant and under PVC sheath, Un=0,6/1 kV, FG7(O)R type, S =(1x150) mm²
28 | Analize | F.V Kabllo multipolar bakri me izolim PVC, djeg.pa flake dhe emetim gazi, Un=0,6/1 kV, FG16OR16 type, S = (1x95)mm² | ml | 35 |  | 0
P.I Multicore PVC insulated cable, fire retardant and under PVC sheath, Un=0,6/1 kV, FG7(O)R type, S =(1x95) mm²
29 | Analize | F.V Kabllo multipolar bakri me izolim PVC, djeg.pa flake dhe emetim gazi, Un=0,6/1 kV, FG16OR16 type, S = 5 x 10 mm² | ml | 300 |  | 0
P.I Multicore PVC insulated cable, fire retardant and under PVCs heath, Un=0,6/1 kV, FG16OR16 type, S = 5 x 10 mm²
30 | Analize | F.V Kabllo multipolar bakri me izolim PVC, djeg.pa flake dhe emetim gazi, Un=0,6/1 kV, FG16OR16 type, S = 5 x 6 mm² | ml | 700 |  | 0
P.I Multicore PVC insulated cable, fire retardant and under PVCs heath, Un=0,6/1 kV, FG16OR16 type, S = 5 x 6 mm²
31 | Analize | F.V Kabllo multipolar bakri me izolim PVC, djeg.pa flake dhe emetim gazi, Un=0,6/1 kV, FG16OR16 type, S = 5 x 4 mm² | ml | 50 |  | 0
P.I Multicore PVC insulated cable, fire retardant and under PVCs heath, Un=0,6/1 kV, FG16OR16 type, S = 5 x 4 mm²
32 | Analize | F.V Kabllo multipolar bakri me izolim PVC, djeg.pa flake dhe emetim gazi, Un=0,6/1 kV, FG16OR16 type, S = 5 x 2.5 mm² | ml | 200 |  | 0
P.I Multicore PVC insulated cable, fire retardant and under PVCs heath, Un=0,6/1 kV, FG16OR16 type, S = 5 x 2.5 mm²
33 | Analize | F.V Kabllo multipolar bakri me izolim PVC, djeg.pa flake dhe emetim gazi, Un=0,6/1 kV, FG16OR16 type, S = 3 x 4 mm² | ml | 1800 |  | 0
P.I Multicore PVC insulated cable, fire retardant and under PVC sheath, Un=0,6/1 kV, FG16OR16 type, S = 3 x 4 mm²
34 | Analize | F.V Kabllo multipolar bakri me izolim PVC, djeg.pa flake dhe emetim gazi, Un=0,6/1 kV, FG16OR16 type, S = 3 x 2,5 mm² | ml | 490 |  | 0
P.I Multicore PVC insulated cable, fire retardant and under PVC sheath, Un=0,6/1 kV, FG16OR16 type, S = 3 x 2,5 mm²
35 | Analize | F.V Percjelles nje polar, me izolim PVC, djeg.pa flake dhe emetim gazi, Un=450/750 V, tip N07V-K, S = 1 x 4 mm² | ml | 300 |  | 0
P.I Single core PVC insulated cable, fire retardant and under PVC sheath, Un=450/750 V, N07V-K type, S = 1 x 4 mm²
36 | Analize | F.V Percjelles nje polar, me izolim PVC, djeg.pa flake dhe emetim gazi, Un=450/750 V, tip N07V-K, S = 1 x 2.5 mm² | ml | 4600 |  | 0
P.I Single core PVC insulated cable, fire retardant and under PVC sheath, Un=450/750 V, N07V-K type, S = 1 x 2,5 mm²
37 | Analize | F.V Terminale fundore per kabllo TU Un=0.6/1 kV; S=1x150mm² | cope | 3 |  | 0
P.I Cable terminal for LV cable, Un=0.6/1 kV; S=1x150mm²
38 | Analize | F.V Terminale fundore per kabllo TU Un=0.6/1 kV; S=1x95mm² | cope | 3 |  | 0
P.I Cable terminal for LV cable, Un=0.6/1 kV; S=1x95mm²
39 | Analize | F.V Terminale fundore per kabllo TU Un=0.6/1 kV; S=(6-10)mm² | set | 1 |  | 0
P.I Cable terminal for LV cable, Un=0.6/1 kV; S=(6-10)mm²
40 | Analize | F.V Terminale fundore per kabllo TU Un=0.6/1 kV; S=(1.5-4)mm² | set | 1 |  | 0
P.I Cable terminal for LV cable, Un=0.6/1 kV; S=(1.5-4)mm²
|  | Shuma / Sum 2 |  |  |  | 0
III. Panelet dhe Kuadrot Shperndares Elektrike
III. Electrical Distribution Boards and Panel
41 | Analize | F.V Paneli Elektrik Kryesor Kati Perdhe - Shkolla (M.E.P.G.F-S) - Me dere metalike, IK08 me xham transparent ; - Me analizator digital te parametrave te rrjetit me dalje; - Komp.me zbara bakri & aksesor; - Shkalla e mbrojtjes: tip metalik, jashte murit per mbeshtjetje ne toke, IP40; - (i kompletuar me te gjithe aksesoret, sipas skemes qe jepet ne projekt) | komplet | 1 |  | 0
P.I Main Electrical Panel Ground Floor - School (M.E.P.G.F-S) - With Digital Analyser of Electrical Parameters - With metallic door, IK 08 mith transparent glass - Complete with all accessories J/m; - IP protection degree: metallic type, floorstanding, IP 40; - (completed with all accessories, according to the scheme given in the design )
42 | Analize | F.V Panel Elektrik Ambienti Teknik - Shkolla (T.R.E.P-S) - Me shkarkues mbitensioni 3~ 400V/ 50Hz; - Me dere me celes, IK07 me xham transparent; - Komp.me kit zbara & aksesor J/m; - Shkalla e mbrojtjes: tip metalik, montim jashte murit IP 40; - (i kompletuar me te gjithe aksesoret, sipas skemes qe jepet ne projekt) | komplet | 1 |  | 0
P.I Technical Room Electrical Panel - School (T.R.E.P-S) - With overvoltage discharge 3~ 400V/ 50Hz; - 56 modules with key lock door IK07 with transparent glass; - Complete with all accessories J/m; - IP protection degree: metallic type, surface mounting IP 40; - (completed with all accessories, according to the scheme given in the design )
43 | Analize | F.V Kuadri Elektrik Shperndares 1 Kati +0 - Shkolla (E.D.B1.G.F-S) - Me shkarkues mbitensioni 3~ 400V/ 50Hz; - IK07 me xham transparent; - Komp.me kit zbara & aksesor J/m; - Shkalla e mbrojtjes: tip plastik, montim brenda murit IP 40; - (i kompletuar me te gjithe aksesoret, sipas skemes qe jepet ne projekt) | komplet | 1 |  | 0
P.I Electrical Distribution Board 1 Ground Floor - School (E.D.B1.G.F-S) - With overvoltage discharge 3~ 400V/ 50Hz; - IK07 with transparent glass; - Complete with all accessories J/m; - IP protection degree: plastic type, flush mounting IP 40; - (completed with all accessories, according to the scheme given in the design )
44 | Analize | F.V Kuadri Elektrik Shperndares 2 Kati +0 - Shkolla (E.D.B2.G.F-S) - Me shkarkues mbitensioni 3~ 400V/ 50Hz; - IK07 me xham transparent; - Komp.me kit zbara & aksesor J/m; - Shkalla e mbrojtjes: tip plastik, montim brenda murit IP 40; - (i kompletuar me te gjithe aksesoret, sipas skemes qe jepet ne projekt) | komplet | 1 |  | 0
P.I Electrical Distribution Board 2 Ground Floor - School (E.D.B2.G.F-S) - With overvoltage discharge 3~ 400V/ 50Hz; - IK07 with transparent glass; - Complete with all accessories J/m; - IP protection degree: plastic type, flush mounting IP 40; - (completed with all accessories, according to the scheme given in the design )
45 | Analize | F.V Kuadri Elektrik Shperndares 1 Kati +1 - Shkolla (E.D.B1.F.F-S) - Me shkarkues mbitensioni 3~ 400V/ 50Hz; - IK07 me xham transparent; - Komp.me kit zbara & aksesor J/m; - Shkalla e mbrojtjes: tip plastik, montim brenda murit IP 40; - (i kompletuar me te gjithe aksesoret, sipas skemes qe jepet ne projekt) | komplet | 1 |  | 0
P.I Electrical Distribution Board 1 First Floor - School (E.D.B1.F.F-S) - With overvoltage discharge 3~ 400V/ 50Hz; - IK07 with transparent glass; - Complete with all accessories J/m; - IP protection degree: plastic type, flush mounting IP 40; - (completed with all accessories, according to the scheme given in the design )
46 | Analize | F.V Kuadri Elektrik Shperndares 2 Kati +1 - Shkolla (E.D.B2.F.F-S) - Me shkarkues mbitensioni 3~ 400V/ 50Hz; - IK07 me xham transparent; - Komp.me kit zbara & aksesor J/m; - Shkalla e mbrojtjes: tip plastik, montim brenda murit IP 40; - (i kompletuar me te gjithe aksesoret, sipas skemes qe jepet ne projekt) | komplet | 1 |  | 0
P.I Electrical Distribution Board 2 First Floor - School (E.D.B2.F.F-S) - With overvoltage discharge 3~ 400V/ 50Hz; - IK07 with transparent glass; - Complete with all accessories J/m; - IP protection degree: plastic type, flush mounting IP 40; - (completed with all accessories, according to the scheme given in the design )
47 | Analize | F.V Kuadri Elektrik Shperndares Kati Pare - Kabineti Informatikes (E.D.B.F.F-I.C) - Me shkarkues mbitensioni 3~ 400V/ 50Hz; - IK07 me xham transparent; - Komp.me kit zbara & aksesor J/m; - Shkalla e mbrojtjes: tip metalik, montim jashte murit IP 40; - (i kompletuar me te gjithe aksesoret, sipas skemes qe jepet ne projekt) | komplet | 1 |  | 0
P.I Electrical Distribution Board First Floor - Info. Cabinet (E.D.B.F.F-I.C) - With overvoltage discharge 3~ 400V/ 50Hz; - IK07 with transparent glass; - Complete with all accessories J/m; - IP protection degree: metallic type, surface mounting IP 40; - (completed with all accessories, according to the scheme given in the design )
48 | Analize | F.V Kuadri Elektrik Shperndares Kryesor Kati Pare - UPS (E.D.B.F.F-UPS) - Me shkarkues mbitensioni 3~ 400V/ 50Hz; - IK07 me xham transparent; - Komp.me kit zbara & aksesor J/m; - Shkalla e mbrojtjes: tip metalik, montim jashte murit IP 40; - (i kompletuar me te gjithe aksesoret, sipas skemes qe jepet ne projekt) | komplet | 1 |  | 0
P.I Main Electrical Distribution Board First Floor - UPS (M.E.D.B.F.F-UPS) - With overvoltage discharge 3~ 400V/ 50Hz; - IK07 with transparent glass; - Complete with all accessories J/m; - IP protection degree: metallic type, surface mounting IP 40; - (completed with all accessories, according to the scheme given in the design )
49 | Analize | F.V Kuadri Elektrik Shperndares 1 Kati +2 - Shkolla (E.D.B1.S.F-S) - Me shkarkues mbitensioni 3~ 400V/ 50Hz; - IK07 me xham transparent; - Komp.me kit zbara & aksesor J/m; - Shkalla e mbrojtjes: tip plastik, montim brenda murit IP 40; - (i kompletuar me te gjithe aksesoret, sipas skemes qe jepet ne projekt) | komplet | 1 |  | 0
P.I Electrical Distribution Board 1 Second Floor - School (E.D.B1.S.F-S) - With overvoltage discharge 3~ 400V/ 50Hz; - IK07 with transparent glass; - Complete with all accessories J/m; - IP protection degree: plastic type, flush mounting IP 40; - (completed with all accessories, according to the scheme given in the design )
50 | Analize | F.V Kuadri Elektrik Shperndares 2 Kati +2 - Shkolla (E.D.B2.S.F-S) - Me shkarkues mbitensioni 3~ 400V/ 50Hz; - IK07 me xham transparent; - Komp.me kit zbara & aksesor J/m; - Shkalla e mbrojtjes: tip plastik, montim brenda murit IP 40; - (i kompletuar me te gjithe aksesoret, sipas skemes qe jepet ne projekt) | komplet | 1 |  | 0
P.I Electrical Distribution Board 2 Second Floor - School (E.D.B2.S.F-S) - With overvoltage discharge 3~ 400V/ 50Hz; - IK07 with transparent glass; - Complete with all accessories J/m; - IP protection degree: plastic type, flush mounting IP 40; - (completed with all accessories, according to the scheme given in the design )
51 | Analize | F.V Kuadri Elektrik Shperndares Kati +2 - Kabineti Informatikes (E.D.B.S.F-I.C) - Me shkarkues mbitensioni 3~ 400V/ 50Hz; - IK07 me xham transparent; - Komp.me kit zbara & aksesor J/m; - Shkalla e mbrojtjes: tip palstik, montim brenda murit IP 40; - (i kompletuar me te gjithe aksesoret, sipas skemes qe jepet ne projekt) | komplet | 1 |  | 0
P.I Electrical Distribution Board Second Floor - Info. Cabinet (E.D.B.S.F-I.C) - With overvoltage discharge 3~ 400V/ 50Hz; - IK07 with transparent glass; - Complete with all accessories J/m; - IP protection degree: plastic type, flush mounting IP 40; - (completed with all accessories, according to the scheme given in the design )
|  | Shuma / Sum 3 |  |  |  | 0
IV. Rrjeti I Ndriçimit Normal dhe Emergjencës
IV. Normal and Emergency Lighting Network
52 | Analize | F.V Kuti, suporte, kapak, 3 module | cope | 86 |  | 0
P.I Boxes, supporting frames, cover plate, 3 modules
53 | 2.483 | F.V Celes i thjeshte nje polar 16A, 230V | cope | 162 |  | 0
P.I One way single pole switch 16A, 230V
54 | Analize | F.V Çeles buton pulsant 16A, 230V | cope | 20 |  | 0
P.I Push button switch 16A, 230V
55 | Analize | F.V Kuti shperndares 10x10x10cm, montim jashte tavanit IP55 | cope | 60 |  | 0
P.I Distribution box 10x10x10cm, surface mounting IP55
56 | Analize | F.V Kabllo multipolar bakri me izolim PVC, djeg.pa flake dhe emetim gazi, Un=0,6/1 kV, FG16OR16 type, S = 3 x 1,5 mm² | ml | 650 |  | 0
P.I Multicore PVC insulated cable, fire retardant and under PVC sheath, Un=0,6/1 kV, FG16OR16 type, S = 3 x 1,5 mm²
57 | Analize | F.V Kabllo multipolar bakri, Un=0,6/1 kV, tip FTG10OM1 type, S = 3 x 1,5 mm², rezistent ndaj zjarrit perj 90min | ml | 460 |  | 0
P.I Multicore copper cable, 90min fire retardant , Un=0,6/1 kV, FTG10OM1 type, S = 3 x 1,5 mm²
58 | Analize | F.V Percjelles nje polar, me izolim PVC, djeg.pa flake dhe emetim gazi, Un=450/750 V, tip N07V-K, S = 1 x 1.5 mm² | ml | 4200 |  | 0
P.I Single core PVC insulated cable, fire retardant and under PVC sheath, Un=450/750 V, N07V-K type, S = 1 x 1,5 mm²
59 | 480/3 | F.V Tub plastmasi Ø 22 ~ 26 mm | ml | 500 |  | 0
P.I PVC flexible pipe, Ø 22 ~ 26 mm
60 | 480/2 | F.V Tub plastmasi Ø 18 ~ 21 mm | ml | 1600 |  | 0
P.I PVC flexible pipe, Ø 18 ~ 21 mm
|  | Shuma / Sum 4 |  |  |  | 0
V. Rrjeti i Detektimit te Zjarrit
V. Fire Detection Nework
61 | Analize | F.V Kabllo i kuq alarmi zjarri, rezistent ndaj zjarrit S=2x1mm2, tipi FG40HM1, PH.30min | ml | 985 |  | 0
P.I Red colour fire alarm cable, fire reterdant, S=2x1mm2, type FG40HM1, PH.30min
62 | Analize | F.V Kuti shperndarese , montim jashte murit PT-2-5, IP40 | cope | 56 |  | 0
P.I PVC Distribution box, surface mounting type, PT-5, IP40
63 | 480/2 | F.V Tub plastmasi Ø 18 ~ 21 mm | ml | 580 |  | 0
P.I PVC flexible pipe, Ø 18 ~ 21 mm
|  | Shuma / Sum 5 |  |  |  | 0
VI. Rrjeti I Prizave te IT
VI. IT Network Sockets
64 | Analize | F.V Priza interneti, tip RJ-45 FTP - Cat.6, metalike e skermuar | cope | 60 |  | 0
P.I Internet sockets RJ-45 FTP - Cat.6 type, foil screen shielded
65 | Analize | F.V Priza telefonie, tip RJ-45 FTP - Cat.6, metalike e skermuar | cope | 5 |  | 0
P.I Telephony sockets, RJ-45 FTP - Cat.6 type, foil screen shielded
66 | Analize | F.V Konektore lidhes rrjeti me dy koka RJ-45 FTP-Cat.6, L=0.5m, metalike e skermuar | cope | 110 |  | 0
P.I RJ-45 FTP Cat.6 Patch Cord, L=0.5m, foil screen shielded
67 | Analize | F.V Kuti, suporte, kapak, 3 module | cope | 56 |  | 0
P.I Boxes, supporting frames, cover plate, 3 modules
68 | Analize | F.V Kuti shperndares , montim brenda murit PT-6, IP40 | cope | 20 |  | 0
P.I PVC Distribution box, flush mounting type, PT-6, IP40
69 | Analize | F.V Kabllo rrejti kompjuterik , tip F/FTP - Cat.6, 350MHz deri ne 400 MHz, LSZH | ml | 4000 |  | 0
P.I F/FTP-Cat.6 data network cable, 350MHz deri ne 400MHz, LSZH
70 | 480/3 | F.V Tub plastmasi Ø 22 ~ 26 mm | ml | 1800 |  | 0
P.I PVC flexible pipe, Ø 22 ~ 26 mm
|  | Shuma / Sum 6 |  |  |  | 0
VII. Rjeti I Sistemit i Vezhgimit CCTV
VII. CCTV SystemSurvillance Network
71 | Analize | F.V Koka per kabllo rrjeti, tip RJ-45 FTP-Cat.6, metalike e skermuar | cope | 17 |  | 0
P.I RJ-45 keystone, FTP-Cat.6 type, foil screen shielded
72 | Analize | F.V Konektore lidhes rrjeti me dy koka RJ-45 FTP-Cat.6, L=0.5m, metalike e skermuar | cope | 17 |  | 0
P.I RJ-45 FTP Cat.6 Patch Cord, L=0.5m, foil screen shielded
73 | Analize | F.V Kabllo rrjeti kompjuterik, tip F/FTP-Cat.6, 350MHz deri ne 400 MHz, LSZH | cope | 950 |  | 0
P.I F/FTP-Cat.6 data network cable, 350MHz deri ne 400MHz, LSZH
74 | Analize | F.V Aksesore montimi te pershtatshem per instalimin e kamerave te jashtme dhe te brendshme | cope | 17 |  | 0
P.I Suitable mounting accessories for inside and outside camera installation
75 | 480/3 | F.V Tub plastmasi Ø 22 ~ 26 mm | ml | 560 |  | 0
P.I PVC flexible pipe, Ø 22 ~ 26 mm
|  | Shuma / Sum 7 |  |  |  | 0
VIII. Emergency Voice Evacuation System
VIII. Sistemi I Lajmerimit Publik Zanor
76 | Analize | F.V Kabllo zjarr durues 2x1.5mm2 [FRS15 FE 180 PH 90] | ml | 440 |  | 0
P.I Fire rezistant cable 2x1.5mm2[FRS15 FE 180 PH 90]
77 | Analize | F.V Kabell I parafabrikuar per komunikim central-amplifikator | cope | 1 |  | 0
P.I Prefabricated cable for central-amplification communication
78 | Analize | F.V Kabell I parafabrikuar per komunikim central-mikrofon | cope | 1 |  | 0
P.I Prefabricated cable for central-microphone communication
79 | Analize | F.V Kabllo rrjeti kompjuterik, tip F/FTP-Cat.6, 350MHz deri ne 400 MHz, LSZH | cope | 150 |  | 0
P.I F/FTP-Cat.6 data network cable, 350MHz deri ne 400MHz, LSZH
80 | Analize | F.V Kuti shperndarese , montim jashte murit PT-2-5, IP40 | cope | 26 |  | 0
P.I PVC Distribution box, surface mounting type, PT-5, IP40
81 | 480/2 | F.V Tub plastmasi Ø 18 ~ 21 mm | ml | 240 |  | 0
P.I PVC flexible pipe, Ø 18 ~ 21 mm
|  | Shuma / Sum 8 |  |  |  | 0
IX. Rrjeti i Tokëzimit dhe Mbrojtjes Atmosferike
IX. Earthing and Lightning Protection System
82 | 2.a-74 | F.V Elektroda tokezimi, profil zingato e bakerizuar, kryq 50x50x5 mm, L=2m | cope | 16 |  | 0
P.I Earthing electrode, coppery zing profile, crossed 50x50x5 mm, L=2m
83 | Analize | F.V Shirit zingato Fe/Zn 30x5mm | ml | 1020 |  | 0
P.I Galvanized steel stripe Fe/Zn 30x5mm
84 | Analize | F.V Shtize rrufepritese, tub zingato ∅=20mm, H=50cm, per mbrojtjen nga goditjet atmosferike | cope | 22 |  | 0
P.I Galvanised steel lighting Rod ∅=20mm, H=50cm, for protection against atmospheric discharges
85 | Analize | F.V Percjelles bakri I veshur me izolim PVC, ngjyre verdhe-jeshile CU, S=1x35 mm² | ml | 15 |  | 0
P.I PVC insulated copper conductor, with yellow-green colour, CU, S=1x35mm²
86 | Analize | F.V Kasete e regjistrueshme me kapak metalik per instalimin e zbares tokezuese te percjllesave zbrites, per instalim ne mur me sistem kapote | cope | 15 |  | 0
P.I Recordable cassette with metal cap for installing the earthing busbar of down conductor, for installation in the etics wall system
87 | Analize | F.V Shkeputes tokezimi, per matjen e rezistences | cope | 15 |  | 0
P.I Grounding disconnection for rezistance measurement
88 | Analize | F.V Zbare tokëzimi bakri me 4 terminale, 230 x 50 x 5mm | cope | 1 |  | 0
P.I Cooper Earthing Busbars Single-Row, with 4 terminals, 230x50x5 mm
89 | Analize | F.V Morseta bashkuese "T" &"X" universale tokezimi 30x5mm | cope | 136 |  | 0
P.I "X" Cross & "T" universal earthing clamp 30x5mm
90 | Analize | F.V Morseta bashkuese hekur Fe & shirit tokezimi 30x5mm | cope | 200 |  | 0
P.I Fe Steel & flat strip 30x5 earthing clamp 30x5mm
91 | Analize | F.V Kubike betoni me izolim PVC 10x10x15cm | cope | 325 |  | 0
P.I Concrete cube 10x10x15cm coated with PVC
92 | Analize | F.V Aksesore montimi, kapse, vida, dado etj | komplet | 1 |  | 0
P.I Mounting accessories, screws, etc.
|  | Shuma / Sum 9 |  |  |  | 0
X. Outdoor Infrastructure
X. Infrastruktura e Jashtme
93 | Analize | F.V Puseta betoni per linjen kryesore te furnizimit me energji elektrike, me kapak gize te rende me dim. 100x100x100cm | cope | 5 |  | 0
P.I Concrete manholes for main power supply line, with cast-iron cap 100x100x100cm
94 | Analize | F.V Puseta betoni per linjen kryesore te furnizimit me energji elektrike, me kapak gize te rende me dim. 80x80x80cm | cope | 7 |  | 0
P.I Concrete manholes for main power supply line, with cast-iron cap 80x80x80cm
95 | Analize | F.V Puseta betoni per linjen kryesore te furnizimit te rrjetit te Internetit dhe telefonise, me kapak gize te rende me dim. 60x60x60cm | cope | 3 |  | 0
P.I Concrete manholes for main Internet and telephone supply lines, with cast-iron cap 60x60x60cm
96 | Analize | F.V Puseta betoni, me kapak gize te rende me dim. 40x40x40cm per ndricimin e jashtem | cope | 7 |  | 0
P.I Concrete manholes, with cast-iron cap 40x40x40cm for outside lighting
97 | 2. a-112 | F.V Panel metalik IP65(700x550x250mm) per instalimin e furnzuesve te internetit | cope | 1 |  | 0
P.I Metallic Panel IP65(700x550x250mm) for internet provider
98 | Analize | F.V Tubo HD-PE Ø=200mm, tip i rende me rezistence te larte mekanike | ml | 510 |  | 0
P.I HD-PE pipe for Ø=200mm, heavy type, with high mechanical resistivity
99 | Analize | F.V Tubo korregato Ø=160mm, tip i rende me rezistence te larte mekanike | ml | 195 |  | 0
P.I Corrugato pipe for Ø=160mm, heavy type, with high mechanical resistivity
100 | Analize | F.V Tubo korregato Ø=90mm, tip i rende me rezistence te larte mekanike | ml | 80 |  | 0
P.I Corrugato pipe for Ø=90mm, heavy type, with high mechanical resistivity
101 | Analize | F.V Tubo korregato Ø=63mm, tip i rende me rezistence te larte mekanike | ml | 230 |  | 0
P.I Corrugato pipe for Ø=63mm, heavy type, with high mechanical resistivity
102 | Analize | F.V Kabllo multipolar bakri me izolim PVC, djeg.pa flake dhe emetim gazi, Un=0,6/1 kV, FG16OR16 type, S = 4 x 2,5 mm² | ml | 100 |  | 0
P.I Multicore PVC insulated cable, fire retardant and under PVC sheath, Un=0,6/1 kV, FG16OR16 type, S = 4 x 2,5 mm²
103 | Analize | F.V Kabllo multipolar bakri me izolim PVC, djeg.pa flake dhe emetim gazi, Un=0,6/1 kV, FG16OR16 type, S = 3 x 1,5 mm² | ml | 40 |  | 0
P.I Multicore PVC insulated cable, fire retardant and under PVC sheath, Un=0,6/1 kV, FG16OR16 type, S = 3 x 1,5 mm²
104 | Analize | F.V Rele kohe me programim | cope | 1 |  | 0
P.I ProgramingTime relay
105 | 2.a-73 | F.V Elektrodë tokëzimi tip profil zingato L=1.5ml | cope | 7 |  | 0
P.I Earthing electrodes, galvanized steel profile, L=1.5m
106 | Analize | F.V Percjelles NO7V-K verdhe-jeshil S=1x16mm² | ml | 15 |  | 0
P.I NO7V-K yellow-green conductor S=1x16mm²
107 | Analize | F.V Shirit sinjalizues | ml | 400 |  | 0
P.I Signalling strip
108 | Analize | F.V Rere e imet | m3 | 10 |  | 0
P.I Fine Sand
109 | 3.88/a | F.V Germim dheu me eskavator me goma 0.25 m3 ne kanale me gjeresi deri 2 m ,prani uji kat III me shkarkim ne mjet | m3 | 8 |  | 0
P.I Excavation of soil with excavator machine with tires 0.25 m3 in canals up to 2 m wide, presence of water floor III with discharge to the machine
110 | 3.89/a | F.V Germim dheu me eskavator me goma 0.25 m3 ne kanale me gjeresi deri 2 m ,prani uji kat III me shkarkim ne toke | m3 | 6 |  | 0
P.I Excavation of soil with excavator machine with tires 0.25 m3 in canals up to 2 m wide, presence of water floor III with discharge to the ground
111 | 2.19 | F.V Hedhje, rrafshim, mbushje dheu me krah, kategoria III | m3 | 7 |  | 0
P.I Throwing, flattening, filling soil with arm, category III
|  | Shuma / Sum 10 |  |  |  | 0
D1. PAISJE ELEKTRIKE / ELECTRICAL EQUIPMENTS
I. Pajisjet e UPS
I. UPS Equipment
1 | Analize | F.V UPS, 3-fazor, Online - I kompletuar me bateri - Fuqia: 30 kVA - Tensioni ne hyrje: 400 V - Tensioni ne dalje: 400 V - Frekuenca: 50 Hz - Niveli i zhurmave: < 45 dBA - Temperatura e punës: 0 – 40 ° - Autonomia UPS : 15 minuta | cope | 1 |  | 0
P.I UPS, Three-phase, Online - Completed with battery - Nominal power: 30 kVA - Input voltage: 400 V - Output voltage: 400 V - Frequency: 50 Hz - Noise level: < 45 dBA - Operating temperature: 0 – 40 ° - UPS autonomy : 15 minutes
|  | Shuma / Sum 11 |  |  |  | 0
II. Normal and Emergency Lighting Network
II. Rrjeti i Ndiricimit Normal dhe Emergjences
2 | Analize | F.V Ndriçues LED Panel inkaso, 60x60cm, 36W, 3600lm, 4000K | cope | 375 |  | 0
P.I Reccesed LED Panel luminaries, 60x60cm, 36W, 3600lm, 4000K
3 | Analize | F.V Ndriçues cilindrik LED, i montuar jashtë tavanit 25W, 2300lm, 4000K | cope | 10 |  | 0
P.I Cylindrucal surface ceiling mounted, LED luminaries, 25W, 2300lm, 4000K
4 | Analize | F.V Ndriçues plafon rrethor LED jashte murit, 18W, IP44 | cope | 66 |  | 0
P.I Round surfac eceiling mounted, LED luminaries, 18W, IP44
5 | Analize | F.V Ndriçues industrial LED L=1.2m, 43W, IP 65, 4000K, me difuzor opal hermetik | cope | 4 |  | 0
P.I Industrial LED lighting, L=1.2m, 37W, IP 65, 4000K, with hermetic opal difusor
6 | Analize | F.V Ndriçues LED plafon, I montuar jashte murit 25W, 2300lm, 4000K, IP65 | cope | 3 |  | 0
P.I Surface wall mounted Led luminares, 25W, 2300lm, 4000K, IP65
7 | Analize | F.V Ndriçues evakuimi me shenjë tregues dalje (EXIT), rezistent ndaj zjarrit IP-40, IK 07, LED 8W bat.NiCd me autonomi 3orë | cope | 18 |  | 0
P.I Evacuation luminaries with sign direction (EXIT), LED 8W IP40, with battery NiCd-operational autonomy 3 hours
8 | Analize | F.V Ndriçues emergjence, rezistent ndaj zjarrit, LED 8W, IK 07, IP-65,me bat.NiCd me autonomi 3orë | cope | 36 |  | 0
P.I Emergency luminaries reccessed mounted, LED 8W, IK 07 IP65, with battery NiCd-operational autonomy 3 hours
|  | Shuma / Sum 12 |  |  |  | 0
III. Outdoor Lighting Network
III. Rrjeti i Ndiricimit te Jashtem
9 | Analize | F.V Ndriçues prozhektor LED, 100W, IP66 | cope | 11 |  | 0
P.I Floodlight LED lighting fixture 100W, IP66
10 | Analize | F.V Shtyllë ndriçimi konike, çeliku e zinguar në të nxehtë dhe e lyer me bojë elektrostatike H=4.8m | cope | 7 |  | 0
P.I Conicial decorative lighting, galvanised steel lighting poles H=4.8m
11 | Analize | F.V Ndricues konik dekorativ me llambë LED 53W, IP65 | cope | 7 |  | 0
P.I Decorativ conic luminare with LED lamp 53W, IP65
|  | Shuma / Sum 13 |  |  |  | 0
IV. Rrjeti i Detektimi te Zjarrit
IV. Fire Detection Network
12 | Analize | F.V Central i alarmit te zjarrit, me 2 loop, tip inteligjent, i adresueshem, me regjistrim ngjarjesh, modul komunikimi, grafik karte, me porte kompjuterike, i programueshem, i pajisur me bateri me 72 ore pavaresi (Programim, testim & komisionim i sistemit te detektimit te zjarrit) | cope | 1 |  | 0
P.I Fire alarm control panel (F.A.C.P), with 2 loop, shall be intelligent, analog / addresable, with communication module RS-232, with internet ports, card configuration, with registration events, programmable and with battery set for 72 hours battery autonomy (Fire detection system programming, test and commissioning)
13 | Analize | F.V Detektore tymi multi sensitiv, inteligjent te adresueshem, me modul komunikimi | cope | 102 |  | 0
P.I Intelligent, addressable, multi sensitive smoke detector with comunication module
14 | Analize | F.V Detektore temperature multi sensitiv, inteligjent te adresueshem, me modul komunikimi | cope | 9 |  | 0
P.I Intelligent, addressable, multi sensitive smoke detector with comunication module
15 | Analize | F.V Llambe sinjalizimi instaluar ne tavanin e varur | cope | 25 |  | 0
P.I Flashing beacon installed in false ceiling
16 | Analize | F.V Pulsant manual alarmi zjarri (me thyerje xhami), inteligjent i adresueshem me modul komunikimi, tip 1469, IP-55 | cope | 8 |  | 0
P.I Manual fire alarm push button (glass breaking), intelligent with addressable communication module status, type 1469, IP-65
17 | Analize | F.V Sirena alarmi zjarri, me ndricues me llambe vezulluese, per vendosje ne ambient te brendshem, tip inteligjent te adresuesheme, me intesitet 120dB. | cope | 7 |  | 0
P.I Indoor optical and accoustic fire alarm siren, intelligent with addressable communication module, 120 dB intensity
18 | Analize | F.V Sirena alarmi zjarri, me ndricues me llambe vezulluese, per vendosje ne ambient te jashtem, tip inteligjent te adresuesheme, me intesitet 120dB. | cope | 4 |  | 0
P.I Outdoor fire alarm siren, with flashing beacon, intelligent with addressable communication module, 120 dB intensity
|  | Shuma / Sum 14 |  |  |  | 0
V. Rrjeti i IT dhe Telefonise
V. IT & Telehone Network
19 | Analize | F.V RACK kompjuetrik 19" 32U (Dimesionet 600x800x1460mm), me 2 module ushqimi me 8 priza " Shuko " 230V/16A + PE, I kompletuar grupin e modulit te ventilimt | cope | 1 |  | 0
P.I 19" 32U RACK (Dimensions W.600xD.800xH.1460mm), with 2 supply module with 8 " Schuko" socket 230V/16A + PE, completed with fan moulde group
20 | Analize | F.V Central i sistemit te telefonie PABX 4 linja hyrje, 12 linja dalje | cope | 1 |  | 0
F.I Telephone Switch Board PABX 4 input lies, 12 output lines
21 | Analize | F.V Patch panel per rrjetin e internetit + TF, me 24 porta RJ-45, tip FTP-Cat.6 | cope | 4 |  | 0
P.I Patch panel for internet + telephone network, with 24 RJ-45 port, FTP-Cat.6 type
22 | Analize | F.V Switch per rrjetin e IT-së, me 24 porta RJ-45 + 2 porte per fiber optike, tip FT -Cat.6 | cope | 4 |  | 0
P.I Switch for IT network, with 24 RJ-45 ports + 2 ports for optical fibre, FTP-Cat.6 type
23 | Analize | F.V Patch cord fiber optike me 2 koka konektoriale L=1m | cope | 8 |  | 0
P.I Optical fiber patch with 2 side connection L=1m
|  | Shuma / Sum 15 |  |  |  | 0
VI. Rjeti I Sistemit i Vezhgimit CCTV
VI. CCTV SystemSurvillance Network
24 | Analize | F.V Kamera e brendshme, tip Dome POE IP, 5Mpx | cope | 9 |  | 0
P.I Indoor camera, IP POE Dome type, 5Mpx
25 | Analize | F.V Kamera e jashtme, tip Bullet IP POE, 5Mpx, IP 66 | cope | 8 |  | 0
P.I Outdoor camera, IP POE Bullet type, 5Mpx, IP66
26 | Analize | F.V NVR (Network Video Recorder-Shkolla+Palestra), me 32 kanale, 1U, 19" per montim ne rack, (Programim, testim & komisionim i sistemit te vezhgimit CCTV) | cope | 1 |  | 0
P.I NVR (Network Video Recorder-School+Gym), 32channels, 1U, 19" case, rack mounted (CCTV system programmer, test and commissioning)
27 | Analize | F.V Patch panel per rrjetin e CCTV, me 24 porta RJ-45, tip FTP-Cat.6 | cope | 1 |  | 0
P.I Patch panel for CCTV network, with 24 RJ-45 port, FTP-Cat.6 type
28 | Analize | F.V Switch i menaxhueshem Smart POE me 24 Porta RJ45 FTP Cat.6 + 2 porte per fiber optike, tip FT -Cat.6 | cope | 1 |  | 0
P.I POE Manageable Smart Switch with 24 RJ 45 FTP Cat.6 + 2 ports for optical fibre, FTP-Cat.6 type
29 | Analize | F.V HDD 4TB 3,5 inch. Kapaciteti 4000GB, Sata. Purple HDD ( i dizenjuar vecanerisht per Security, per te punuar 7dite ne Jave, 24 ore. Si edhe me jetegjatesi me te gjate se nje HDD i zakonshem kompjuteri ndaj ofron me shume garanci ne sherbim) | cope | 1 |  | 0
P.I HDD 4TB 3.5 inch. Capacity 1000GB, Sata, Purple HDD ( designed for Security, to work 7 days on week, for 24 hours. )
30 | Analize | F.V Monitor 32" LED, per monitorimin e kamerave | cope | 1 |  | 0
P.I 32" LED monitor, for camera monitoring
|  | Shuma / Sum 16 |  |  |  | 0
VII. Sistemi I Lajmerimit publik Zanor
VII. Emergency Voice Alarm and Communication System
31 | Analize | F.V RACK Audio 19" 15U (Dimesionet 600x600x760mm), me 1 modul ushqimi me 8 priza " Shuko " 230V/16A + PE, I kompletuar grupin e modulit te ventilimt | cope | 1 |  | 0
P.I 19" 15U Audio RACK (Dimensions 600x600x760mm), with 1 supply module with 8 " Schuko" socket 230V/16A + PE, completed with fan moulde group
32 | Analize | F.V Boks tavanor inkaso, 6W, me transformator @100V, tip metalik, rezistent ndaj zjarrit, i certifikuar EN 54-24 | cope | 22 |  | 0
P.I Recessed ceiling loudspeaker, 6W, @100V transformer, with metallic fire dome case with certified according to EN 54-24 standard
33 | Analize | F.V Boks tip projektor audio, 20W, me transformator @100V, tip metalik, IP65, rezistent ndaj zjarrit, i certifikuar EN 54-24 | cope | 4 |  | 0
P.I Sound projector, 20W, @100V transformer, fire dome, IP65 with certified according to EN 54-24 standard
34 | Analize | F.V Amplifikator Fuqie me shume kanale sipas certifikimit EN 54-16 dhe ne perputhje EN 60849, 250 W me 4 Zona (sipas sistemit te zgjedhur) | cope | 1 |  | 0
P.I Multi-Channel Power Amplifier 250W, according to EN 54-16 certificate and EN 60849 comliant, with 4 zones (according to the selected system)
35 | Analize | F.V Njesi qendrore kontrolli Central controlling unit [Digital Int. System Manager] sipas certifikimit EN 54-16 dhe ne perputhje EN 60849, t, me 4 zona dhe me mundesi zgjerimi, 4 hyrje audio, 4 dalje audio, me mundesi komunikimi ne rrjet me centrralin e zjarrit apo zgjerimi (sipas sistemit te zgjedhur) | cope | 1 |  | 0
P.I 4 zone mixing ampliferfor audio system Central controlling unit of voice alarm and communication system [Digital Int. System Manager] EN 54-16 certified and EN 60849 compliant, with 4 zones and with the possibility of expansion, 4 audio inputs, 4 audio outputs, with possibility of network communication with the fire center or extension (according to the selected system)
36 | Analize | F.V Mikrofon sipas certifikimit EN 54-16 dhe ne perputhje EN 60849, Touchscreen dhe me mundesi komandimi te te gjitha zonave (sipas sistemit te zgjedhur) | cope | 1 |  | 0
P.I Microphone according to EN 54-16 certificate and EN 60849 comliant, touch and control in all zones (according to the selected system)
37 | Analize | F.V Modul ushqimi per te gjithe elementet te sistemi te lajmeritmit publik zanor dhe audio, se bashku me grupin e baterive, I kompletuar me te gjithe aksesoret sipas certifikimit te standardit EN 54-16 dhe EN 60849 | cope | 1 |  | 0
P.I Power supply unit for all elements of emergency voice alarm and public address system, look at the battery pack, I complete with all accessories according to the certification of standard EN 54-16 and EN 60849
38 | Analize | F.V Panel i alarmit ne raste emergjence me mikrofon per lajmerimit publik, I kompletuar me te gjithe aksesoret sipas certifikimit te standardit EN 54-16 dhe EN 60849 | cope | 1 |  | 0
P.I Fireman’s and emergency voice alarm Panel
39 | Analize | F.V Tuner/CD Player MP02 me komunikim me centralin e lajmerimit publik zanor | cope | 1 |  | 0
P.I Tuner/CD Player MP02 with communcation with emergency voice alarm and public adress central
40 | Analize | F.V Pajisje ne fund te linjes per kontrollin e linjes se audios, sipas certifikimit te standardit EN 54-16 dhe EN 60849 | cope | 4 |  | 0
P.I End of Line device for control of zone line audio, according to the certification of standard EN 54-16 and EN 60849
41 | Analize | F.V Programim, testim dhe komisionim i sistemit te sinjalizimit zanor | komplet | 1 |  | 0
P.I Programming, testing and commissioning of sound diffusion system
|  | Shuma / Sum 17 |  |  |  | 0
D2. Kabina Elektrike T.M/T.U 20/04kV
D2. M.V/L.V 20/04kV Electric Transformer Station
1 | Analize | F.V Transformator i thate + boksin rrethues te TR per ambient te brendshem IP20 - Fuqia Nominale: 315kVA - Tensioni : 20/0,4 kV - Frekuenca: 50Hz - Uk (%) = 6% - Grupi i lidhjes Dy11 n (trekëndësh nga ana e tensionit të larte dhe yll me neuter të tokëzuar nga ana e tensionit të ulët). - Niveli i zhurmave 45 dB. - Konstruksioni duhet te kete shkalle mbrojtje nga zjarri 2 ore - Sipas specifikimeve teknike te dhena ne relacionin teknik | cope | 1 |  | 0
P.I Dry type transformer + boxing perimeter of TR for indoor installation IP20 - Nominal Power: 315 kVA -Voltage: 20/0,4 kV - Frequency: 50Hz - Uk (%) = 6% - Vectorial group connection Dy 11 n (triangle by primary voltage and delta star earthing neutral by secondary voltage). - Noise Level : 45 dB. - The construction must have fire protection level 2 hours - According to the technical specifications provided in the technical report
2 | Analize | F.V Cele hyrje linje e tensionit te mesem (T.M) 20 kV, me gaz SF6 | cope | 1 |  | 0
P.I Incoming Medium Voltage Switchboard (M.V) 20kV, with SF6 gas
3 | Analize | F.V Cele dalje linje e tensionit te mesem (T.M) 20 kV, me gaz SF6 | cope | 1 |  | 0
P.I Outgoing Medium Voltage Switchboard (M.V) 20kV, with SF6 gas
4 | Analize | F.V Cele matje/seksionim linje e tensionit te mesem (T.M) 20 kV, me gaz SF6 | cope | 1 |  | 0
P.I Measurement/Secction Medium Voltage Switchboard (M.V) 20kV, with SF6 gas
5 | Analize | P.I Cele Mbrojtje e transfomatorit e tensionit te mesem (T.M) 20kV, me gaz SF6 | cope | 1 |  | 0
P.I Transformer Protection Medium Voltage Switchboard (M.V) 20kV, with SF6 gas
6 | Analize | F.V Paneli Elektrik I Tensionit te Ulet te Kabines se Transformatori (M.E.P-E.C) - I kompletuar me automatet dhe zbarat; - Hyrjet dhe daljet e kabllove jane nga siper; - Panel klemash per lidhjen e te gjithe kabllove hyres dhe dales; - Shkalla e mbrojtjes: tip metalik, montim jashte murit IP 40; - (sipas skemes qe jepet ne projekt, i vendosur ne kabines e transformatorit ) | komplet | 1 |  | 0
P.I Main Electrical Panel -Electrical Cabine (M.E.P-E.C) - Complete all circuit breaker, busbars and accessories J/m; - Inlet and outlet connection cable should be below; - Connection clamps for connection of all inlet and outlet cables; - IP protection degree: metallic type, surface mounting IP 40; - (according to the scheme given the project, installed in transformer station)
7 | Analize | F.V Dere kabine elektrike metalike e kompletuar me te gjithe aksesoret, sipas dimesioneve te dhena ne projekt | cope | 1 |  | 0
P.I Electrical metallic cabine door completed with all accessories, according the technical data as in design
8 | Analize | F.V Kabllo bakri TM njepolar, Un=20/24 kV; me izolim XLPE; S=1x95mm² | ml | 35 |  | 0
P.I Single core copper MV cable, Un=20/24 kV; XLPE insulation; S=1x95mm²
9 | Analize | F.V Kabllo bakri TU njepolar, Un=0,6/1 kV; tip FG7(O)R; S=1x240mm² | ml | 40 |  | 0
P.I Single core copper LV cable, Un=0.6/1kV; FG7(O)R type; S=1x240mm²
10 | 2.a-99 | F.V Percjelles shirit bakri 30x3 mm per tokezimin kabines elektrike (me te gjtihe aksesoret e fiksimit dhe morseterite e nevojshme per instalim) | ml | 35 |  | 0
P.I Coopper tape 30x5mm for earthing network of electrical cabine ( with all accessories for fixing and clamps connection needed for installation)
11 | Analize | F.V Ndriçues industrial LED L=1.2m, 43W, IP 65, 4000K, me difuzor opal hermetik | cope | 2 |  | 0
P.I Industrial LED lighting, L=1.2m, 37W, IP 65, 4000K, with hermetic opal difusor
12 | Analize | F.V Ndriçues evakuimi me shenjë tregues dalje (EXIT), rezistent ndaj zjarrit IP-40, IK 07, LED 8W bat.NiCd me autonomi 3orë | cope | 1 |  | 0
P.I Evacuation luminaries with sign direction (EXIT), LED 8W IP40, with battery NiCd-operational autonomy 3 hours
13 | Analize | F.V Kuti, suporte, kapak, 3 module | cope | 2 |  | 0
P.I Boxes, supporting frames, cover plate, 3 modules
14 | 2.483 | F.V Celes i thjeshte nje polar 16A, 230V | cope | 1 |  | 0
P.I One way single pole switch 16A, 230V
15 | Analize | F.V Terminale fundore per kabllo TM Un=20/24 kV; S=1x95mm² | cope | 12 |  | 0
P.I Cable terminal for MV cable, Un=20/24 kV; S=1x95mm²
16 | Analize | F.V Terminale fundore per kabllo TU Un=0.6/1 kV; S=1x240mm² | cope | 8 |  | 0
P.I Cable terminal for LV cable, Un=0.6/1 kV; S=1x240mm²
17 | Analize | F.V Terminale fundore per kabllo TU Un=0.6/1 kV; S=1x150mm² | cope | 3 |  | 0
P.I Cable terminal for LV cable, Un=0.6/1 kV; S=1x150mm²
18 | Analize | F.V Terminale fundore per kabllo TU Un=0.6/1 kV; S=1x95mm² | cope | 2 |  | 0
P.I Cable terminal for LV cable, Un=0.6/1 kV; S=1x95mm²
19 | Analize | F.V Terminale fundore per kabllo TU Un=0.6/1 kV; S=1x35mm² | cope | 8 |  | 0
P.I Cable terminal for LV cable, Un=0.6/1 kV; S=1x35mm²
20 | Analize | F.V Percjelles bakri i zhveshur S=1x95mm² | ml | 40 |  | 0
P.I Bare copper conductor S = 1x95mm²
21 | Analize | F.V Shperndarese ekuipotenciale tokezimi, pllake bakri me dim. 450x60x8mm | cope | 1 |  | 0
P.I Equipotential distribution grounding device, Copper slab with dim.450x60x8mm
22 | Analize | F.V Morseteri tokezimi universale me S=1x95mm² | cope | 15 |  | 0
P.I Shackle clamp T-I & universal cross 1x95mm²
23 | 2.a-73 | F.V Elektrode tokezimi, tip kryq profil zingato e bakerizuar 50x50x5mm, L=2.0m | cope | 5 |  | 0
P.I Earthing electrodes, galvanized steel profile, 50x50x5mm, L=2.0m
24 | 3.45/1 | F.V Hapje kanal tokezimi | m3 | 3 |  | 0
P.I Earthing channel opening
25 | 3.47/1b | F.V Mbushje kanal tokezimi | m3 | 3 |  | 0
P.I Earthing channel filling
|  | SHUMA / SUM 18 |  |  |  | 0
|  | TOTALI D |  |  |  | 0
TOTAL D
|  | SHKOLLA TOTALI A+B+C+D |  |  |  | 0
OBJEKTI: Palestra ne Shkollen e Mesme te bashkuar "Ramazan Karaj" Nikel
A.PUNIME NDERTIMORE
CIVIL WORKS
I. Punime Gërmimi
Excavation works
1 | 2.1/a | Germim dheu me krah e transport me k dore 10 m, kategoria III | m3 | 52 |  | 0
Excavation of soil by hand and transport by wheelbarrow 10 m, category III
2 | 2.1 | Hedhje,rrafshim,mbushje dheu me krah, kategoria III | m3 | 152 |  | 0
Throwing, flattening, soil filling by hand, category III
3 | 2.5 | Germim e mbushje dheu me krah kategoria III per themele, h = 1.5m | m3 | 120.8 |  | 0
Excavation and soil filling by hand category III for foundations, h = 1.5m
4 | 2.25 | Germim themele e plinta b>2m, ekskavator me goma, kova 0.25m3 shkarkim toke | m3 | 660 |  | 0
Excavation foundations b> 2m, Excavator with tires, buckets 0.25m3 download in site
|  | Shuma 1 |  |  |  | 0
Sum 1
II. Punime Murature
Masonery works
1 | 2.84 | Mur me tulle me 8 vrima, t=20cm, h~3m, llaç perzier M15 | m3 | 5.1 |  | 0
8-hole brick wall, t = 20cm, h ~ 3m, mortar mixed M15
2 | 2.71/1 | Mur me tulle te lehtesuara dopio deri 8m me llaç perzier M15 (t=25cm) (muri perimetral) | m3 | 110.25 |  | 0
Wall with double lightened brick up to 8m with mortar mixed M15 (t = 25cm)
3 | 2.86 | Mur me tulle me 6 vrima, h~3m, llaç perzier M15 (t=12 cm) | m3 | 7.9 |  | 0
Brick wall with 6 holes, t = 12cm, h ~ 3m, mixed mortar M15 (t = 12 cm)
|  | Shuma 2 |  |  |  | 0
Sum 2
lll. Punime Betoni dhe B/a e hekuri
Reinforced concrete and iron works
1 | 2.262/4 | Shtrese betoni C 16/20 | m3 | 55.6 |  | 0
Concrete layers C 16/20
2 | 2.262/4b | Pllake themeli, trare e bazamente b/a C 30/37 | m3 | 180 |  | 0
Foundation slabs, beams /reinforced concrete C 30/37
3 | 2.117/1b | Kollona b/a monolite dhe mure C 30/37 h ~ 4m | m3 | 79 |  | 0
Monolithic reinforced concrete columns and walls C 30/37 h ~ 4m
4 | 2.119/1a | Trare e arkitrare b/a C30/37 h ~ 4m | m3 | 41 |  | 0
Beam and lintel reinforced concrete clase C30/37 h ~ 4m
5 | 2.122/1a | Soleta te plota b/a C 30/37 monolite | m3 | 81 |  | 0
Monolitic slabs /reinforced concrete clase C 25/30
6 | 2.122/1a | Beton C 30/37 shkallë+ pandus | m3 | 8 |  | 0
Concrete C 30/37 stairs + pandus
7 | 2.166 | F V hekur betoni periodik | ton | 31 |  | 0
S.P periodic steel
8 | 2.258 | Nenshtrese zhavori | m3 | 169 |  | 0
Gravel sublayer
|  | Shuma 3 |  |  |  | 0
Sum 3
lV. Punime catie
Roof works
1 | 2.31 | Suva brenda mur tulle h~4m me krah, llaç perzier M 25(parapeti) | m2 | 18 |  | 0
Plaster inside brick wall h ~ 4m with arm, mixed mortar M 25 (parapet)
2 | 2.195 | Hidroizolim me emulsion bitumi | m2 | 91 |  | 0
Bitumen emulsion waterproofing
3 | 2.203 | Veshje korrnize llamarine xingat 0.5mm | m2 | 217.4 |  | 0
Dressing metal sheeting 0.5mm
4 | 2.206 | Kasete shkarkimi me llamarine xingat | cope | 5 |  | 0
Discharge box with xingat sheet metal
5 | 2.209 | Ulluk shkarkimi vertikal me llamarine xingat Ø 100 mm | ml | 20 |  | 0
Vetical downpipes
6 | 2.212 | Ulluk shkarkimi horizontal me llamarine xingat 33 cm | ml | 44.48 |  | 0
Horizontal downpipes
7 | 2.256/b | Mbulim çatie me panele sanduich | m2 | 413 |  | 0
Roofing with sandwich panels
|  | Shuma 4 |  |  |  | 0
Sum 4
V. Punime shtresash
Floor Layer works
1 | 2.262/4 | Beton per nivelim h= 7-10cm | m3 | 8.5 |  | 0
Lean Concrete for leveling h = 7 - 10 cm
2 | 2.195 | Hidroizolim me emulsion dhe dy duar bitum t=4mm | m2 | 360 |  | 0
Emulsion waterproofing and two bitumen hands t = 4mm
3 | 2.267/b | Shtrese me pllaka grez porcelanat 40 x 40 cm Monoculture, Uje thithja < 0.2 %,moduli I thyerjes s>1300N,rezistenca ne perkulje R>35N/mm2 (Rezistenca termike, rezistenca kimike, delitacioni duhet te jene konform ISO 10545) | m2 | 71 |  | 0
Layer with greez-porcelain tiles 40 x 40 cm Monoculture, Water absorption <0.2%, fracture modulus s> 1300N, flexural strength R> 35N / mm2 (Thermal resistance, chemical resistance, shrinkage must be in accordance with ISO 10545)
4 | 2.324/b | Plintuse grez importi, h = 10 cm | ml | 104 |  | 0
Grez imported skirtings, h=10cm
5 | 2.276 | Shtrese parketi laminat 10mm,AC5,Class33. | m2 | 291 |  | 0
Laminate flooring layer 10mm,AC5,Class33.
6 | An | Plintues parketi h=10cm | ml | 72 |  | 0
Parquet sealant h=10
7 | 2.239/a | Shtrese termoizoluese me polisterol t=10 cm(XPS) me dendesi 28-30 kg/m³ dhe λ>0.04 W/mK. | m2 | 360 |  | 0
Polystyrene thermal insulation layer t = 10 cm (XPS) with density 28-30 kg / m³ and λ> 0.04 W / mK.
8 | 2.262/4 | Shtrese betoni C 16/20 | m3 | 36 |  | 0
Concrete layer C 16/20
9 | 2.268/a | Shkalle montazhi mermeri | m2 | 72 |  | 0
Marble mounting ladder
10 | 2.326 | Shtrese me pllaka majolike 25x40 (50) cm , Uje thithja < 10 %,rezistenca ne perkulje R>15N/mm2 (Rezistenca termike, rezistenca kimike, delitacioni duhet te jene konform ISO 10545) | m2 | 143 |  | 0
Layer with majolica tiles 25x40 (50) cm, Water absorption <10%, flexural strength R> 15N / mm2 (Thermal resistance, chemical resistance, Shrinkage must be in accordance with ISO 10545)
11 | 2.196/c | Hidroizolim me dy shtresa mapej | m2 | 75 |  | 0
Two-layer waterproofing
|  | Shuma 5 |  |  |  | 0
Sum 5
VI. Punime suvatimi e bojatisjeje të brendëshme
Inside plastering and painting works
1 | 2.3 | Suva solete h ~ 4 m me drejtues, me krah | m2 | 71 |  | 0
Slab plaster h~4 m
2 | 2.31 | Suva brenda mur tulle h~4m me krah, llaç perzier M 25 | m2 | 1184 |  | 0
Inside plaster of the brick wall h~4m, mixed mortar M25
3 | 2.328/1 | Patinim muri me stuko akrilike | m2 | 862.5 |  | 0
Wall patch with acrylic putty
4 | 2.404/1 | Boje hidroplastike importi cilesi e I-re | m2 | 1545 |  | 0
Imported hydro plastic paint first quality
5 | 396/b | VeshjeTavani me panel MDF | m2 | 360 |  | 0
MDF ceiling
|  | Shuma 6 |  |  |  | 0
Sum 6
VII. Punime dyersh e dritaresh
Doors and window works
1 | 2.375/a | Dritare d/aluminidopi xham, me xham termik dhe argon, koeficienti i trasmetimit U≤1,3W/m2K | m2 | 75.2 |  | 0
Double glazed aluminum windows. thermal glass with argon U≤1,3W/m2K
2 | 2.395/a | Dere d/alumini 1/2 xham akulli,me mbushje d/a. | m2 | 5.9 |  | 0
Door d/aluminum 1/2 frosted glass , with filling d/a.
3 | 2.273 | Pragje dritaresh mermeri 2cm | m2 | 30 |  | 0
Window marble sills 2cm
4 | 2.388/1 | F V Dyer te brendeshme druri (210x90x5 cm ), me dritare ndricuse ,me kase metalike ne mure dhe mentesha kushinete sipas projektit | m2 | 11.4 |  | 0
Wooden interior doors (210x90x5 cm), with lighted windows, with metal frame on the walls and hinged bearings according to the project
5 | 2.386/2 | Dyer Metalike te blinduara me kase metalike ne mur dhe mentesha kushinete sipas projektit | m2 | 18.9 |  | 0
Metal security doors with metal cases on the wall, specifications according to the design
6 | 2.413 | F.V zgara dekorativa hekuri me figuracion mesatare per dritaret | ton | 3.2 |  | 0
Decorative steel grill for the windows
|  | Shuma 7 |  |  |  | 0
Sum 7
Vlll. Punime te jashtme
Outdoor works
1 | 2.358/b | Veshje fasade me polisterol kompakt jeshil t=5cm, veteshuars (XPS) me dendesi 45kg/m³ dhe λ>0.04 W/mK.+ rrjete +kolle+grafiato | m2 | 514 |  | 0
Facade cladding with compact green polystyrene t = 5cm ,self extinguished(XPS),density 45kg/m3 7+ nets + grafiato
2 | 2.35 | Suva xokoli me granil e çimento te zakonshme me spruco | m2 | 62 |  | 0
Plaster of the brick wall
3 | 2.31 | Suva mur tulle h~4m me krah, llaç perzier M 25 | m2 | 73 |  | 0
Plaster of the brick wall h>4m, mixed mortar M25
4 | 2.404/1 | Boje hidroplastike importi cilesi e I-re | m2 | 514 |  | 0
Hydroplastic paint import first quality
5 | an | F.V. detaj me rezine ( kornize 20x10 cm te dyert) | m | 20 |  | 0
F.V. detail with resin (20x10 cm door frame)
|  | Shuma 8 |  |  |  | 0
Sum 8
lX.Konstruksione metalike
Steel constructions
1 | 2.182 | Konstruksione metalike te thjeshta | ton | 22.6 |  | 0
Simple steel constructions
2 | An | Rrjete teli e galvanizuar per veshjen e dritareve | m2 | 220 |  | 0
Galvanized wire mesh for window cladding
|  | Shuma 9 |  |  |  | 0
Sum 9
|  | TOTALI A |  |  |  | 0
TOTALI A
B. PUNIME HIDROSANITARE
B. SANITARY WORKS
1- PUNIME INSTALIMI / INSTALLATION WORKS
1- INSTALLATION WORKS
SISTEMI I MBROJTJES KUNDER ZJARRIT
FIRE FIGHTING SYSTEM
A |  | Sinjalistika & kodi indeksimit / Signaling & indexing code
1 | Analize | F.V Hidrant Zjarri Kodi Al - 5212 (B) | cope | 1 |  | 0
P.I Fire Hydrant Code Al - 5212 (B)
2 | Analize | F.V Fikëse zjarri me pluhur Kodi Al - 5203(B) | cope | 2 |  | 0
P.I Portable powder fire extinguisher Code Al - 5203(B)
3 | Analize | F.V Buton sinjalizimi i zjarrit Kodi Al - 5102(B) | cope | 2 |  | 0
P.I Fire alarm button Code Al - 5102(B)
4 | Analize | F.V Drejtim i daljes së emergjences Kodi Al - 5107(B) | cope | 2 |  | 0
P.I Exit Emergency Direction Code Al - 5107(B)
|  | Shuma 1 |  |  |  | 0
Sum 1
Tubacione & rakorderi / Pipes & Fittings
1 | 2.491/e | F.V Tubo PE - HD Ø 50x4.6 mm, PN16 | ml | 20 |  | 0
P.I PE-HD Pipe Ø 50x4.6 mm, PN16
2 | Analize | F.V Rakorderi ( bryla, ti, reduksion, etj) | kompl | 1 |  | 0
P.I PE-HD Fittings (elbow, TI, reduction etc.)
|  | Shuma 2 |  |  |  | 0
Sum 2
SISTEMI I FURNIZIMIT ME UJE
WATER SUPPLY SYSTEM
B |  | Furnizimi me uje nga rrjeti / Water Supply Network
1 | 2.491/d | F.V Tubo PE - HD Ø 40x3.7 mm, PN16 | ml | 15 |  | 0
P.I PE-HD Pipe Ø 40x3.7 mm, PN16
2 | Analize | F.V Rakorderi ( bryla, ti, reduksion, etj) | kompl | 1 |  | 0
P.I PE-HD Fittings (elbow, TI, reduction etc.)
Sistemi i shperndarjes se ujit sanitar / Sanitary water distribution system
3 | Analize | F.V Minivalvula nderprerese per pajisjet sanitare Ø ½" | cope | 20 |  | 0
P.I Distribution fittings ½"F, with brackets for sanitary device connection
4 | Analize | F.V Valvol nderprerese me sfere Ø ¾ " | cope | 2 |  | 0
P.I Disconecting ball valve Ø ¾ "
|  | Shuma 3 |  |  |  | 0
Sum 3
Rjeti i tubacioneve brenda objektit - Tubo PPR - Polipropilen
Pipe networks inside the building - PPR pipes - Polypropylene
1 | Analize | F.V Tubo PPR me rakorderi Ø 20 mm | ml | 35 |  | 0
P.I PPR Pipe with fittings Ø 20 mm
2 | Analize | F.V Tubo PPR me rakorderi Ø 25 mm | ml | 14 |  | 0
P.I PPR Pipe with fittings Ø 25 mm
3 | Analize | F.V Tubo PPR me rakorderi Ø 40 mm | ml | 18 |  | 0
P.I PPR Pipe with fittings Ø 40 mm
4 | Analize | F.V Termoizolim armoflex me spesor 9 mm per tubo PPR 20 mm | ml | 35 |  | 0
P.I Armaflex for PPR pipe Ø 20 mm with thickness 9 mm
5 | Analize | F.V Termoizolim armoflex me spesor 9 mm per tubo PPR 25 mm | ml | 14 |  | 0
P.I Armaflex for PPR pipe Ø 25 mm with thickness 9 mm
6 | Analize | F.V Termoizolim armoflex me spesor 9 mm per tubo PPR 40 mm | ml | 18 |  | 0
P.I Armaflex for PPR pipe Ø 40 mm with thickness 9 mm
7 | Analize | F.V Aksesor per montimin e tubacioneve PPR:fasheta,vida,dado etj. | kompl | 1 |  | 0
P.I Accessories for mounting copper pipes: clamps, screws etc.
|  | Shuma 4 |  |  |  | 0
Sum 4
SISTEMI I SHKARKIMIT TE UJRAVE TE ZEZA, TE SHIUT DHE DRANAZHIMI
SEWAGE WATER DISCHARGE SYSTEM
Shkarkimi i brendshem i ujrave te zeza / Indoor sewage water discharge system
1 | Analize | F.V Tubo shkarkimi RAU - PP d110 | ml | 15 |  | 0
P.I Waste pipe with push - fit socket RAU-PP d110
2 | Analize | F.V Tubo shkarkimi RAU - PP d75 | ml | 6 |  | 0
P.I Waste pipe with push - fit socket RAU-PP d75
3 | Analize | F.V Tubo shkarkimi RAU - PP d50 | ml | 20 |  | 0
P.I Waste pipe with push - fit socket RAU-PP d50
4 | Analize | F.V Rakorderi (bryla, braga, tee, reduksion, etj.) si dhe te gjithe aksesoret e nevojshem per montimin e tubove te shkarkimit | kompl | 1 |  | 0
|  | P.I Fittings (bend, branch, tee, reduction, ect.) and all nessesary accessories for mounting of waste water discharge pipe | set
5 | Analize | F.V Aksesor per montimin e tubacioneve te RAU - PP : fasheta, vida, dado, tapa, paste lubrifikuese etj. | kompl | 1 |  | 0
P.I Accessories for mounting RAU - PP pipes: clamps, screws etc.
Shkarkimi i jashtem i ujrave te zeza / Outdoor sewage water discharge system
1 | Analize | F.V Germim dhe transport dheu per kanalet e tubove dhe pusetave | m³ | 15 |  | 0
P.I Earthwork and transport for pipes channel and pits
2 | Analize | F.V Shtrese rere | m³ | 3 |  | 0
P.I Sand lay down + transportation
3 | Analize | F.V Pusete betoni (80 x 80) cm, me kapak gize Ø60 mm | cope | 4 |  | 0
P.I Concrete pits (80 x 80 ) cm, cast iron cover Ø60 mm
4 | Analize | F.V Tubo PEHD I magjistralit I rrudhosur Ø 125 mm | ml | 15 |  | 0
P.I Corrugated polyethylene PEHD pipe Ø 125 mm
5 | Analize | F.V Tubo PEHD I magjistralit I rrudhosur Ø 160 mm | ml | 58 |  | 0
P.I Corrugated polyethylene PEHD pipe Ø 160 mm
6 | Analize | F.V Element ndihmes dhe rakorderi per tuba PEHD | kompl | 1 |  | 0
P.I Auxiliary elements & fittings for PEHD pipes ( joint installations )
Sistemi i drenazhimit te ujrave te shiut / Rain water drainage system
1 | Analize | F.V Germim dhe transport dheu per kanalet e tubove dhe pusetave | m³ | 5 |  | 0
P.I Earthwork and transport for pipes channel and pits
2 | Analize | F.V Shtrese rere + transport | m³ | 1 |  | 0
P.I Sand lay down + transportation
3 | Analize | F.V Pusete betoni shiu, me kapak gize (40x25) cm | cope | 2 |  | 0
P.I Concrete pits, mesh cast iron cover (40x25) cm
4 | Analize | F.V Tubo PEHD I magjistralit I rrudhosur Ø 110 mm | ml | 10 |  | 0
P.I Corrugated polyethylene PEHD pipe Ø 110 mm
P.I Auxiliary elements & fittings for PEHD pipes ( joint installations )
5 | Analize | F.V Tubo Llamarine zinkuar/lyer shkarkimi vertikal Ø 110 mm, I kompletuar me aksesore | ml | 17 |  | 0
P.I Waste pipe with accessories coated/zinc sheet d110 mm
|  | Shuma 5 |  |  |  | 0
Sum5
2- PAISJE
2- EQUIPMENTS
SISTEMI I MBROJTJES KUNDER ZJARRIT
FIREFIGHTING SYSTEM
C |  | Makineri dhe pajisje / Machinary & Equipments
1 | Analize | F.V Fikëse zjarr me pluhur, destinacioni per mbrojtjen e pajisjeve ne ndertesë. Tip bombel (e levizshme). Klasa e zjarrit 55A-233BC, kapaciteti normal 12 kg, pesha 17.6 kg. Diametri 190mm, lartesia 640 mm. | cope | 2 |  | 0
P.I Powder Cylinder Extinguisher 12kg
2 | Analize | F.V Kaset + hidrant zjarri i brendshëm. Kasetë brenda murit, llamarine çeliku e emaluar me ngjyrë të kuqe RAL 3000 - UNI 9227,me baze rezine. Dimensionet (370x610x190)mm, tub fleksibël 30 m, Aksesorët: saraçineske ndërprerëse 1½", lançë + zorre uji DN 45. Pjesa e përparme e mbyllur me çelës. | cope | 1 |  | 0
P.I Fire Hydrant DN45 30MT Inside the wall. with red color steel cassette enamelled RAL 3000 - UNI 9227
|  | Shuma 6 |  |  |  | 0
Sum 6
SISTEMI I FURNIZIMIT ME UJE
WATER SUPPLY SYSTEM
D |  | Makineri dhe pajisje / Machinary & Equipments
Pajisje hidrosanitare
Hidrosanitation Equipment
1 | 2.495 | F.V Lavaman tualeti + mishelator | cope | 6 |  | 0
P.I Washing basin+monocontrol mixer
2 | Analize | F.V WC-alla turke | cope | 4 |  | 0
P.I Single block WC toilet, Turkish type , low cistern (flash box)
3 | An - 15 | F.V Bolier elektrik 80 litra | cope | 2 |  | 0
P.I Electrical boiler 80 liter
|  | Shuma 7 |  |  |  | 0
Sum 7
|  | TOTALI B |  |  |  | 0
TOTALI B
C. SISTEMI I NGROHJES & FTOHJES
C. HEATING & COOLING SYSTEM
1- Punime per instalimin e tubacioneve
1- Installation works
Rjeti i tubove te bakrit sistemi VRV
Copper pipe network VRV system
1 | Analize | F.V Tubo bakri me armaflex Ø 6.35mm per sistemet VRF | ml | 20 |  | 0
P.I Cu Pipe with armaflex Ø 6.35mm for VRF system
2 | Analize | F.V Tubo bakri me armaflex Ø 9.5 mm per sistemet VRF | ml | 20 |  | 0
P.I Cu Pipe with armaflex Ø 9.5 mm for VRF system
3 | Analize | F.V Aksesor per montimin e tubacioneve te bakrit : fasheta, vida, dado, nastro aluminmi etj. | kompl | 1 |  | 0
P.I Accessories for mounting copper pipes: clamps, screws, aluminum sheets etc.
4 | Analize | F.V Kabllo multipolar bakri me izolim PVC, djegje pa flake dhe emetim gazi Un= 6.0/1kV FG160R16 Tipi S=2x1.5 mm2 (Per komunikimin e Paisjeve te Kondicionimit). | ml | 20 |  | 0
P.I Multicore PVC insulated cable, fire retardant and under PVC sheath, Un= 6.0/1kV FG160R 16 Type S=2x1.5 mm2 (For Air Conditioning Unit communication).
Rjeti i tubove te kondensatit - Tubo PPR - Polipropilen
Network of condensation pipes - PPR pipes - Polypropylene
5 | 2.491/c | F.V Tuba e rakorderi ujesjellesi PPR d=20~32mm, PN 16 | ml | 18 |  | 0
P.I PPR Pipe with fittings Ø 20~32mm, PN 16
6 | Analize | F.V Aksesor per montimin e tubacioneve PPR : fasheta, vida, dado etj. | kompl | 1 |  | 0
P.I Accessories for mounting copper pipes: clamps, screws etc.
|  | Shuma 1 |  |  |  | 0
Sum 1
Sistemi I ventilimit te palestres / Ventilation Gym System
1 | Analize | F.V Llamarine e galvanizuar per prodhimine e kanaleve te ajrit me trashesi nga (0.6mm -1.20), e kompletuar me gjithe fllaxha dhe te gjitha rakorderite e nevojshem per prodhimin dhe montimin e kanaleve te ajrit. | kg | 30 |  | 0
P.I Galvanized sheet for the production of air ducts with thickness from (0.6mm -1.20), complete with all flanges and all fittings necessary for the production and installation of air ducts.
2 | Analize | F.V Tubacion llamarine e galvanizuar ne forme spirale , me trashesi nga (0.6mm -1.20). Ø 300 mm. | ml | 12 |  | 0
P.I Spiral galvanized sheet metal pipe, with thickness from (0.6mm -1.20). Ø 300 mm.
3 | Analize | F.V Tubacion llamarine e galvanizuar ne forme spirale , me trashesi nga (0.6mm -1.20). Ø 400 mm. | ml | 18 |  | 0
P.I Spiral galvanized sheet metal pipe, with thickness from (0.6mm -1.20). Ø 400 mm.
4 | Analize | F.V Aksesor per montimin e tubacioneve zingato : fasheta, vida, dado, nastro aluminmi etj. | kompl | 1 |  | 0
P.I Accessories for mounting of cgalvanized sheet metal pipes: clamps, screws, aluminum sheets etc.
5 | Analize | F.V Bashkues antivibrues per aspiratorin e ajrit | ml | 2 |  | 0
P.I Anti Vibration Joint for Centrifugal Fan
6 | Analize | F.V Grila me 2 DR te levizshme 40x15 cm | cope | 5 |  | 0
P.I 2-way Exhaust Grille 40x15 cm
|  | Shuma 2 |  |  |  | 0
Sum 2
2- PAISJE /EQUIPMENTS
SISTEMI I NGROHJES/FTOHJE DHE I VENTILIMI
HEATING/COOLING AND VENTILATION SYSTEM
Pajisje dhe terminale
Equipment and terminals
1 |  | F.V Kondicioner Multi Split Mural, kapaciteti ne ftohje / ngrohje 2.0 / 2.7 kW, prurja e ajrit mesatare Vaj.nom = 400 m³/h, fuqia elektrike 16 W, ushqimi 220-240V/1F/50Hz, lidhjet Gaz / Leng - Ø 9.5 mm / Ø6.35 mm, I kompletuar me te gjithe elemente e nevojshem per montim si dhe termostat ambienti. | cope | 2 |  | 0
P.I Conditioner Mutli Split Wall Mounted Type, capacity heating/cooling 2.0 / 2.7 kW, airflow Vaj.nom = 400 m³/h, electrical power 16 W, electrical supply220-240V/1F/50Hz, Connection Gaz / Liquid - Ø 9.5 mm / Ø6.35 mm, Completed with all neccesary accessories for installation, room thermostat.
2 |  | F.V KOMPRESOR I SISTEMIT "Multi Split" - VERSION POMPE NXEHTESIE - INVERTER - Kapaciteti termik maksimal ne Ftohje: Q = 4.0 kW - Kapaciteti termik maksimal ne Ngrohje: Q = 4.2 kW - Fuqija elektrike ft/ng : 0.6/0.65 kW - Lidhja Elektrike: 220V/1F/50HZ - Kompresori model: Inverter - Lidhjet e tubove Gaz: ∅ 6.35 mm - Lidhjet e tubove Leng: ∅ 9.5/12.7 mm I kompletuar me te gjithe elemente e nevojshem per montim. | cope | 1 |  | 0
P.I Compressor for Multi Split System - Heat Pump Version - INVERTER - Cooling Capacity: Q= 4.0 kW - Heating Capacity: Q= 4.2 kW - Electrical Power: 0.6/0.65 kW - Electrical Connection: 220V/1F/50HZ - Compressor Model: Inverter - Gas Pipe Connection: ∅ 6.35 mm - Liquid Pipe Connection: ∅ 9.5/12.7 mm Complete with all the necessary elements for mounting.
3 | Analize | F.V Ventilator Centrifugal V = 2000 m³/h P statik = 150 Pa W elek = 0.37 kw Ushqimi ele. 380-415V/3F/50HZ dB(A) = 75 Rpm = 1184 Dim: 700x500x500 mm I kompletuar me reostat komandimi me tre shpejtesi. | kompl. | 1 |  | 0
P.I Centrifugal fan V = 2000 m³/h Pstatic = 150 Pa W elec = 0.37 kw Power supply. 380-415V/3F/50HZ dB(A) = 75 Rpm = 1184 Dim: 700x500x500 mm Complete with three-speed control rheostat.
4 | Analize | F.V Ngrohes Elektrike "AEROTERM" - Kapaciteti termik: Q = 10 kW - Kapaciteti fryres : V = 830 m³/h - Fuqia Ele: 10 kW - Ushqimi ele: 3F/480V/50Hz - Hedhja e Ajrit: 18 m - Dimensionet: 53x43x54 cm E kompletuar me te gjithe aksesoret e nevojshem per montim dhe funksionim normal, si dhe çelesin e ndërrimit verë-dimër. | kompl. | 4 |  | 0
P.I Electric unit heaters "AEROTHERM" - Heating Capacity: Q = 10 kW - Airflow: V = 830 m³/h - Power input: 10 kW - Power supply: 3F/480V/50Hz - Air Drop distance: 18 m - Dimensions: 53x43x54 cm Complete with all the necessary accessories for normal installation and operation, as well as the summer-winter Switch.
|  | Shuma 3 |  |  |  | 0
Sum 3
|  | TOTAL C |  |  |  | 0
TOTAL C
D. PUNIMET ELEKTRIKE
D. ELECTRICAL WORKS
I. Rrjeti I Prizave te Fuqise
I. Power Network Sockets
1 | 2.485/d | F.V Prize " Shuko" 16A, 230V, dy module, ngjyre e bardhe | cope | 39 |  | 0
P.I Socket " Schucko" 16A, 230V, two modul, white colour
2 | Analize | F.V Kanaline metalike e perforuar me vrima S=100x75 mm per kabllot rrejtit data | ml | 80 |  | 0
P.I Perforated metallic cable tray S=100x75 mm for data cables network
3 | Analize | F.V Kthesa kanaline horizontale 90˚, Bryl 100x75 mm | cope | 4 |  | 0
P.I Horizontal 90° cable tray, Elbow 100x75 mm
4 | Analize | F.V Kthesa kanaline ne zbritje 90˚, 100x75 mm | cope | 2 |  | 0
P.I Downward 90° cable tray elbow, 100x75 mm
5 | Analize | F.V Rakorderi plan "T" 100x75 mm | cope | 4 |  | 0
P.I Racord plans "T" 100x75 mm
6 | Analize | F.V Konstruksione metalike te kanalinave metalike (profile U, C, suporte mbeshtetes, dado, vida etj) | komplet | 1 |  | 0
P.I Metalic Cable trays constructions (U, C profile, support, screws, etc)
7 | 2.487/d | F.V Kuti, suporte, kapak, 4 module | cope | 15 |  | 0
P.I Boxes, supporting frames, cover plate, 4 modules
8 | Analize | F.V Kuti, suporte, kapak, 3 module | cope | 11 |  | 0
P.I Boxes, supporting frames, cover plate, 3 modules
9 | Analize | F.V Kuti shperndares , montim brenda murit PT-6, IP40 | cope | 2 |  | 0
P.I PVC Distribution box, flush mounting type, PT-6, IP40
10 | Analize | F.V Kuti shperndares, montim brenda murit PT-7, IP 40 | cope | 1 |  | 0
P.I PVC distribution box, flush mounting type, PT-7, IP40
11 | Analize | F.V Zile elektrikeD75, 230V, 75 dB | cope | 3 |  | 0
P.I Electric bell, D75, 230V, 75dB
12 | Analize | F.V Celes buton pulsant | cope | 2 |  | 0
P.I Push button switch
13 | Analize | F.V Tub i drejte rigid Ø=25mm, se bashku me brryla, Ti, bashkuese, aksesore per fiksimin e tubit ne tavan etj | ml | 70 |  | 0
P.I Rigid pipe d=25mm, included with elbow, Ti, connectors, fixing accessories for surface pipe installation etcc
14 | Analize | F.V Tub i drejte rigid Ø=20mm, se bashku me brryla, Ti, bashkuese, aksesore per fiksimin e tubit ne tavan etj | ml | 160 |  | 0
P.I Rigid pipe d=20mm, included with elbow, Ti, connectors, fixing accessories for surface pipe installation etcc
15 | 480/5 | F.V Tub fleksibel PVC, djegje pa flake dhe emetim te ulet gazi, tip i rende, Ø=32 mm | ml | 50 |  | 0
P.I PVC Flexible pipe, fire retardant emitting, a low of corrosive gas, heavy type, Ø=32mm
16 | 480/3 | F.V Tub fleksibel PVC, djegje pa flake dhe emetim te ulet gazi, tip i rende, Ø=25 mm | ml | 260 |  | 0
P.I PVC Flexible pipe, fire retardant emitting, a low of corrosive gas, heavy type, Ø=25mm
17 | 480/2 | F.V Tub fleksibel PVC, djegje pa flake dhe emetim te ulet gazi, tip i rende, Ø=20 mm | ml | 210 |  | 0
P.I PVC Flexible pipe, fire retardant emitting, a low of corrosive gas, heavy type, Ø=20mm
|  | Shuma 1 |  |  |  | 0
Sum 1
II. Rrjeti i Kabllove te Fuqise
II. Power Network Cables
18 | Analize | F.V Kabllo multipolar bakri me izolim PVC, djeg.pa flake dhe emetim gazi, Un=0,6/1 kV, FG16OR16 type, S = 4x25mm² | ml | 110 |  | 0
P.I Multicore PVC insulated cable, fire retardant and under PVC sheath, Un=0,6/1 kV, FG7(O)R type, S =4 x 25 mm²
19 | Analize | F.V Kabllo multipolar bakri me izolim PVC, djeg.pa flake dhe emetim gazi, Un=0,6/1 kV, FG16OR16 type, S = 5 x 10 mm² | ml | 103 |  | 0
P.I Multicore PVC insulated cable, fire retardant and under PVCs heath, Un=0,6/1 kV, FG16OR16 type, S = 5 x 10 mm²
20 | Analize | F.V Kabllo multipolar bakri me izolim PVC, djeg.pa flake dhe emetim gazi, Un=0,6/1 kV, FG16OR16 type, S = 3 x 4 mm² | ml | 260 |  | 0
P.I Multicore PVC insulated cable, fire retardant and under PVC sheath, Un=0,6/1 kV, FG16OR16 type, S = 3 x 4 mm²
21 | Analize | F.V Kabllo multipolar bakri me izolim PVC, djeg.pa flake dhe emetim gazi, Un=0,6/1 kV, FG16OR16 type, S = 3 x 2,5 mm² | ml | 100 |  | 0
P.I Multicore PVC insulated cable, fire retardant and under PVC sheath, Un=0,6/1 kV, FG16OR16 type, S = 3 x 2,5 mm²
22 | 2.481/2 | F.V Percjelles nje polar, me izolim PVC, djeg.pa flake dhe emetim gazi, Un=450/750 V, tip N07V-K, S = 1 x 2.5 mm² | ml | 600 |  | 0
P.I Single core PVC insulated cable, fire retardant and under PVC sheath, Un=450/750 V, N07V-K type, S = 1 x 2,5 mm²
23 | Analize | F.V Terminale fundore per kabllo TU Un=0.6/1 kV; S=1x25mm² | cope | 4 |  | 0
P.I Cable terminal for LV cable, Un=0.6/1 kV; S=1x25mm²
24 | Analize | F.V Terminale fundore per kabllo TU Un=0.6/1 kV; S=(6-10)mm² | set | 1 |  | 0
P.I Cable terminal for LV cable, Un=0.6/1 kV; S=(6-10)mm²
25 | Analize | F.V Terminale fundore per kabllo TU Un=0.6/1 kV; S=(1.5-4)mm² | set | 1 |  | 0
P.I Cable terminal for LV cable, Un=0.6/1 kV; S=(1.5-4)mm²
|  | Shuma 2 |  |  |  | 0
Sum 2
III. Panelet dhe Kuadrot Shperndares Elektrike
III. Electrical Distribution Boards and Panel
26 | Analize | F.V Paneli Elektrik Kryesor - Palestra e Shkolles (M.E.P-G.S) - Me dere metalike, IK08 me xham transparent ; - Me analizator digital te parametrave te rrjetit me dalje; - Komp.me zbara bakri & aksesor; - Shkalla e mbrojtjes: tip metalik - (i kompletuar me te gjithe aksesoret, sipas skemes qe jepet ne projekt) | komplet | 1 |  | 0
P.I Main Electrical Panel - Gym School (M.E.P-G.S) - With Digital Analyser of Electrical Parameters - With metallic door, IK 08 mith transparent glass - Complete with all accessories J/m; - IP protection degree: plastic type, Flush mounting IP 40; - (completed with all accessories, according to the scheme given in the design )
|  | Shuma 3 |  |  |  | 0
Sum 3
IV. Rrjeti I Ndriçimit Normal dhe Emergjencës
IV. Normal and Emergency Lighting Network
27 | Analize | F.V Kuti, suporte, kapak, 3 module | cope | 12 |  | 0
P.I Boxes, supporting frames, cover plate, 3 modules
28 | 2.483 | F.V Celes i thjeshte nje polar 16A, 230V | cope | 16 |  | 0
P.I One way single pole switch 16A, 230V
29 | Analize | F.V Celes deviat 16A, 230V | cope | 6 |  | 0
P.I Three way switch 16A, 230V
30 | Analize | F.V Kuti shperndares 10x10x10cm, montim jashte tavanit IP55 | cope | 12 |  | 0
P.I Distribution box 10x10x10cm, surface mounting IP55
31 | Analize | F.V Kabllo multipolar bakri me izolim PVC, djeg.pa flake dhe emetim gazi, Un=0,6/1 kV, FG16OR16 type, S = 3 x 1,5 mm² | ml | 270 |  | 0
P.I Multicore PVC insulated cable, fire retardant and under PVC sheath, Un=0,6/1 kV, FG16OR16 type, S = 3 x 1,5 mm²
32 | Analize | F.V Kabllo multipolar bakri, Un=0,6/1 kV, tip FTG10OM1 type, S = 3 x 1,5 mm², rezistent ndaj zjarrit perj 90min | ml | 190 |  | 0
P.I Multicore copper cable, 90min fire retardant , Un=0,6/1 kV, FTG10OM1 type, S = 3 x 1,5 mm²
33 | 2.481/1 | F.V Percjelles nje polar, me izolim PVC, djeg.pa flake dhe emetim gazi, Un=450/750 V, tip N07V-K, S = 1 x 1.5 mm² | ml | 300 |  | 0
P.I Single core PVC insulated cable, fire retardant and under PVC sheath, Un=450/750 V, N07V-K type, S = 1 x 1,5 mm²
34 | 480/3 | F.V Tub fleksibel PVC, djegje pa flake dhe emetim te ulet gazi, tip i rende, Ø=25 mm | ml | 80 |  | 0
P.I PVC Flexible pipe, fire retardant emitting, a low of corrosive gas, heavy type, Ø=25mm
35 | 480/2 | F.V Tub fleksibel PVC, djegje pa flake dhe emetim te ulet gazi, tip i rende, Ø=20 mm | ml | 200 |  | 0
P.I PVC Flexible pipe, fire retardant emitting, a low of corrosive gas, heavy type, Ø=20mm
|  | Shuma 4 |  |  |  | 0
Sum 4
V. Rrjeti i Detektimit te Zjarrit
V. Fire Detection Nework
36 | Analize | F.V Kabllo i kuq alarmi zjarri, rezistent ndaj zjarrit S=2x1mm2, tipi FG40HM1, PH.30min | ml | 220 |  | 0
P.I Red colour fire alarm cable, fire reterdant, S=2x1mm2, type FG40HM1, PH.30min
37 | Analize | F.V Kuti shperndarese , montim jashte murit PT-2-5, IP40 | cope | 18 |  | 0
P.I PVC Distribution box, surface mounting type, PT-5, IP40
38 | 480/2 | F.V Tub fleksibel PVC, djegje pa flake dhe emetim te ulet gazi, tip i rende, Ø=20 mm | ml | 150 |  | 0
P.I PVC Flexible pipe, fire retardant emitting, a low of corrosive gas, heavy type, Ø=20mm
|  | Shuma 5 |  |  |  | 0
Sum 5
VI. Rrjeti I Prizave te IT
VI. IT Network Sockets
39 | Analize | F.V Priza interneti, tip RJ-45 FTP - Cat.6, metalike e skermuar | cope | 6 |  | 0
P.I Internet sockets RJ-45 FTP - Cat.6 type, foil screen shielded
40 | Analize | F.V Konektore lidhes rrjeti me dy koka RJ-45 FTP-Cat.6, L=0.5m, metalike e skermuar | cope | 6 |  | 0
P.I RJ-45 FTP Cat.6 Patch Cord, L=0.5m, foil screen shielded
41 | Analize | F.V Kuti, suporte, kapak, 3 module | cope | 3 |  | 0
P.I Boxes, supporting frames, cover plate, 3 modules
42 | Analize | F.V Kabllo rrejti kompjuterik , tip F/FTP - Cat.6, 350MHz deri ne 400 MHz, LSZH | ml | 160 |  | 0
P.I F/FTP-Cat.6 data network cable, 350MHz deri ne 400MHz, LSZH
43 | 480/3 | F.V Tub fleksibel PVC, djegje pa flake dhe emetim te ulet gazi, tip i rende, Ø=25 mm | ml | 100 |  | 0
P.I PVC Flexible pipe, fire retardant emitting, a low of corrosive gas, heavy type, Ø=25 mm
|  | Shuma 6 |  |  |  | 0
Sum 6
VII. Rjeti I Sistemit i Vezhgimit CCTV
VII. CCTV SystemSurvillance Network
44 | Analize | F.V Koka per kabllo rrjeti, tip RJ-45 FTP-Cat.6, metalike e skermuar | cope | 7 |  | 0
P.I RJ-45 keystone, FTP-Cat.6 type, foil screen shielded
45 | Analize | F.V Konektore lidhes rrjeti me dy koka RJ-45 FTP-Cat.6, L=0.5m, metalike e skermuar | cope | 7 |  | 0
P.I RJ-45 FTP Cat.6 Patch Cord, L=0.5m, foil screen shielded
46 | Analize | F.V Kabllo rrjeti kompjuterik, tip F/FTP-Cat.6, 350MHz deri ne 400 MHz, LSZH | cope | 280 |  | 0
P.I F/FTP-Cat.6 data network cable, 350MHz deri ne 400MHz, LSZH
47 | Analize | F.V Aksesore montimi te pershtatshem per instalimin e kamerave te jashtme dhe te brendshme | cope | 7 |  | 0
P.I Suitable mounting accessories for inside and outside camera installation
48 | 480/3 | F.V Tub fleksibel PVC, djegje pa flake dhe emetim te ulet gazi, tip i rende, Ø=25 mm | ml | 200 |  | 0
P.I PVC Flexible pipe, fire retardant emitting, a low of corrosive gas, heavy type, Ø=25 mm
|  | Shuma 7 |  |  |  | 0
Sum 7
VIII. Rrjeti i Tokëzimit dhe Mbrojtjes Atmosferike
VIII. Earthing and Lightning Protection System
49 | 2.a-74 | F.V Elektroda tokezimi, profil zingato e bakerizuar, kryq 50x50x5 mm, L=2m | cope | 9 |  | 0
P.I Earthing electrode, coppery zing profile, crossed 50x50x5 mm, L=2m
50 | Analize | F.V Shirit zingato Fe/Zn 30x5mm | ml | 560 |  | 0
P.I Galvanized steel stripe Fe/Zn 30x5mm
51 | Analize | F.V Shtize rrufepritese, tub zingato ∅=20mm, H=50cm, per mbrojtjen nga goditjet atmosferike | cope | 10 |  | 0
P.I Galvanised steel lighting Rod ∅=20mm, H=50cm, for protection against atmospheric discharges
52 | Analize | F.V Percjelles bakri I veshur me izolim PVC, ngjyre verdhe-jeshile CU, S=1x35 mm² | ml | 10 |  | 0
P.I PVC insulated copper conductor, with yellow-green colour, CU, S=1x35mm²
53 | Analize | F.V Kasete e regjistrueshme me kapak metalik per instalimin e zbares tokezuese te percjllesave zbrites, per instalim ne mur me sistem kapote | cope | 6 |  | 0
P.I Recordable cassette with metal cap for installing the earthing busbar of down conductor, for installation in the etics wall system
54 | Analize | F.V Shkeputes tokezimi, per matjen e rezistences | cope | 6 |  | 0
P.I Grounding disconnection for rezistance measurement
55 | Analize | F.V Zbare tokëzimi bakri me 4 terminale, 230 x 50 x 5mm | cope | 1 |  | 0
P.I Cooper Earthing Busbars Single-Row, with 4 terminals, 230x50x5 mm
56 | Analize | F.V Morseta bashkuese "T"I & "X" universale tokezimi 30x5mm | cope | 80 |  | 0
P.I "X" Cross & "T" universal earthing clamp 30x5mm
57 | Analize | F.V Morseta bashkuese hekur Fe & shirit tokezimi 30x5mm | cope | 60 |  | 0
P.I Fe Steel & flat strip 30x5 earthing clamp 30x5mm
58 | Analize | F.V Kubike betoni me izolim PVC 10x10x15cm | cope | 188 |  | 0
P.I Concrete cube 10x10x15cm coated with PVC
59 | Analize | F.V Aksesore montimi, kapse, vida, dado etj | komplet | 1 |  | 0
P.I Mounting accessories, screws, etc.
|  | Shuma 8 |  |  |  | 0
Sum 8
IX. Outdoor Infrastructure
IX. Infrastruktura e Jashtme
60 | Analize | F.V Puseta betoni per linjen kryesore te furnizimit me energji elektrike, me kapak gize te rende me dim. 80x80x80cm | cope | 2 |  | 0
P.I Concrete manholes for main power supply line, with cast-iron cap 80x80x80cm
61 | Analize | F.V Tubo korregato Ø=90mm, tip i rende me rezistence te larte mekanike | ml | 35 |  | 0
P.I Corrugato pipe for Ø=90mm, heavy type, with high mechanical resistivity
62 | Analize | F.V Shirit sinjalizues | ml | 40 |  | 0
P.I Signalling strip
63 | Analize | F.V Rere e imet | m3 | 1 |  | 0
P.I Fine Sand
|  | Shuma 9 |  |  |  | 0
Sum 9
D1. PAISJE ELEKTRIKE / ELECTRICAL EQUIPMENTS
I. Rrjeti i Ndiricimit Normal dhe Emergjences
I. Normal and Emergency Lighting Network
1 | Analize | F.V Ndriçues plafon rrethor LED jashte murit, 18W, IP44 | cope | 24 |  | 0
P.I Round surfac eceiling mounted, LED luminaries, 18W, IP44
2 | Analize | F.V Ndriçues LED plafon, i montuar jashte murit 25W, 2300lm, 4000K, IP65 | cope | 2 |  | 0
P.I Surface wall mounted Led luminares, 25W, 2300lm, 4000K, IP65
3 | Analize | F.V Ndriçues tip kembane I thelle LED, I kompletuar se bashku me aksesoret e varjes, 129W, 12129lm, 5000k, IP 65, per ndricimin e ambienteve te palestres | cope | 12 |  | 0
P.I High-Bay Led Luminaries, completed with all ahnging installation accessories, 129W, 12129lm, 5000k, IP 65, for gym area lighting
4 | Analize | F.V Ndriçues evakuimi me shenjë tregues dalje (EXIT), rezistent ndaj zjarrit IP-40, IK 07, LED 8W bat.NiCd me autonomi 3orë | cope | 10 |  | 0
P.I Evacuation luminaries with sign direction (EXIT), LED 8W IP40, with battery NiCd-operational autonomy 3 hours
|  | F.V Ndriçues prozhektor LED, 100W, IP66 | cope | 6 |  | 0
F.V Ndriçues prozhektor LED, 100W, IP66
5 | Analize | F.V Ndriçues emergjence, rezistent ndaj zjarrit, LED 8W, IK 07, IP-65,me bat.NiCd me autonomi 3orë | cope | 6 |  | 0
P.I Emergency luminaries reccessed mounted, LED 8W, IK 07 IP65, with battery NiCd-operational autonomy 3 hours
|  | Shuma 10 |  |  |  | 0
Sum 10
II. Rrjeti i Detektimi te Zjarrit
II. Fire Detection Network
6 | Analize | F.V Central i alarmit te zjarrit, me 2 zona, konvencionale, me regjistrim ngjarjesh, modul komunikimi, grafik karte, me porte kompjuterike, i programueshem, i pajisur me bateri me 72 ore pavaresi | cope | 1 |  | 0
P.I Fire alarm control panel (F.A.C.P), with 2 zones, analog/conventional, with communication module RS-232, with internet ports, card configuration, with registration events, programmable and with battery set for 72 hours battery autonomy
7 | Analize | F.V Detektore tymi convencional | cope | 14 |  | 0
P.I Conventinal smoke detector
8 | Analize | F.V Pulsant manual alarmi zjarri (me thyerje xhami), konvencional, tip 1469, IP-55 | cope | 4 |  | 0
P.I Manual fire alarm push button (glass breaking), conventinal, type 1469, IP-65
9 | Analize | F.V Sirena alarmi zjarri, me ndricues me llambe vezulluese, per vendosje ne ambient te brendshem, konvencioanle, me intesitet 120dB. | cope | 2 |  | 0
P.I Indoor optical and accoustic fire alarm siren, conventinal, 120 dB intensity
10 | Analize | F.V Sirena alarmi zjarri, me ndricues me llambe vezulluese, per vendosje ne ambient te jashtem, konvencional, me intesitet 120dB. | cope | 2 |  | 0
P.I Outdoor fire alarm siren, with flashing beacon, conventinal, 120 dB intensity
|  | Shuma 11 |  |  |  | 0
Sum 11
III. Rrjeti i IT dhe Telefonise
III. IT & Telehone Network
11 | Analize | F.V RACK kompjuetrik 19" 8U (Dimesionet 600x600x1100mm), me 1 modul ushqimi me 8 priza " Shuko " 230V/16A + PE, I kompletuar grupin e modulit te ventilimt | cope | 1 |  | 0
P.I 19" 8U RACK (Dimensions 600x600x1100mm), with 1 supply module with 8 " Schuko" socket 230V/16A + PE, completed with fan moulde group
12 | Analize | F.V Patch panel per rrjetin e internetit + TF, me 24 porta RJ-45, tip FTP-Cat.6 | cope | 1 |  | 0
P.I Patch panel for internet + telephone network, with 24 RJ-45 port, FTP-Cat.6 type
13 | Analize | F.V Patch cord fiber optike me 2 koka konektoriale L=1m | cope | 2 |  | 0
P.I Optical fiber patch with 2 side connection L=1m
|  | Shuma 12 |  |  |  | 0
Sum 12
IV. Rjeti I Sistemit i Vezhgimit CCTV
IV. CCTV SystemSurvillance Network
14 | Analize | F.V Kamera e brendshme, tip Dome POE IP, 5Mpx | cope | 2 |  | 0
P.I Indoor camera, IP POE Dome type, 5Mpx
15 | Analize | F.V Kamera e jashtme, tip Bullet IP POE, 5Mpx, IP 66 | cope | 5 |  | 0
P.I Outdoor camera, IP POE Bullet type, 5Mpx, IP66
16 | Analize | F.V Switch i menaxhueshem Smart POE me 16 Porta RJ45 FTP Cat.6 + 2 porte per fiber optike, tip FT -Cat.6 | cope | 1 |  | 0
P.I POE Manageable Smart Switch with 16 RJ 45 FTP Cat.6 + 2 ports for optical fibre, FTP-Cat.6 type
|  | Shuma 13 |  |  |  | 0
Sum 13
|  | TOTALI D |  |  |  | 0
TOTAL D
|  | TOTALI A+B+C+D |  |  |  | 0
OBJEKTI: SHkolla Mesme e Bashkuar "RAMAZAN KARAJ", NIKEL( Godina e Kopeshtit)
A.PUNIME NDERTIMORE
CIVIL WORKS
I. Punime Gërmimi
Excavation works
1 | 2.1/a | Germim dheu me krah e transport me k dore 10 m, kategoria III | m3 | 52 |  | 0
Excavation of soil by hand and transport by wheelbarrow 10 m, category III
2 | 2.1 | Hedhje,rrafshim,mbushje dheu me krah, kategoria III | m3 | 152 |  | 0
Throwing, flattening, soil filling by hand, category III
3 | 2.5 | Germim e mbushje dheu me krah kategoria III per themele, h = 1.5m | m3 | 90 |  | 0
Excavation and soil filling by hand category III for foundations, h = 1.5m
4 | 2.25 | Germim themele e plinta b>2m, ekskavator me goma, kova 0.25m3 shkarkim toke | m3 | 1470 |  | 0
Excavation foundations b> 2m, Excavator with tires, buckets 0.25m3 download in site
5 | 2.37/1b | Transport materiale ndertimi, dheu me auto deri 6.0 km | m2 | 950 |  | 0
Transport of construction materials, soil with automatic up to 6.0 km
|  | Shuma 1 |  |  |  | 0
Sum 1
II. Punime Murature
Masonery works
1 | 2.84 | Mur me tulle me 8 vrima, t=20cm, h~3m, llaç perzier M15 (t=20cm) | m3 | 56.1 |  | 0
Brick wall with 8 holes, t = 20cm, h ~ 3m, mixed mortar M15 (t = 20cm)
2 | 2.71/1 | Mur me tulle te lehtesuara dopio deri 8m me llaç perzier M15 (t=25cm) (muri perimetral) | m3 | 52 |  | 0
Wall with double lightened brick up to 8m with mortar mixed M15 (t = 25cm)
|  | Shuma 2 |  |  |  | 0
Sum 2
III. Punime Betoni dhe B/a e hekuri
Reinforced concrete and iron works
1 | 2.262/4 | Shtrese betoni C 16/20 | m3 | 79 |  | 0
Concrete C 16/20 for the layers
2 | 2.262/4b | Pllake themeli, trare e bazamente b/a C 30/37 | m3 | 155 |  | 0
Foundation slabs, beams and reinforced concrete foundations C 30/37
3 | 2.117/1b | Kollona b/a monolite dhe mure C 30/37 h ~ 4m | m3 | 137 |  | 0
Monolithic reinforced concrete columns and walls C 30/37 h ~ 4m
4 | 2.119/1a | Trare e arkitrare b/a C30/37 h ~ 4m | m3 | 38 |  | 0
Beam and lintel reinforced concrete clase C 30/37 h ~ 4m
5 | 2.122/1a | Soleta te plota b/a C 30/37 monolite | m3 | 139 |  | 0
Monolitic slabs reinforced concrete clase C 30/37
6 | 2.122/1a | Beton C 30/37 shkallë+ pandus | m3 | 3.9 |  | 0
Concrete C 30/37 stairs + pandus
7 | 2.166 | F V hekur betoni periodik | ton | 51.6 |  | 0
F V periodic steel
8 | 2.258 | Nenshtrese zhavori | m3 | 260 |  | 0
Gravel sublayer
|  | Shuma 3 |  |  |  | 0
Sum 3
IV. Punime tarace
Flat roof works
1 | 2.31 | Suva brenda mur tulle h~4m me krah, llaç perzier M 25(parapeti) | m2 | 120.6 |  | 0
Plaster inside brick wall h ~ 4m with arm, mixed mortar M 25 (parapet)
2 | 2.195 | Hidroizolim me emulsion bitumi | m2 | 476 |  | 0
Bitumen emulsion waterproofing
4 | 2.203 | Veshje korrnize llamarine xingat 0.5mm | m2 | 129 |  | 0
Dressing metal sheeting 0.5mm
5 | 2.206 | Kasete shkarkimi me llamarine xingat | cope | 4 |  | 0
Discharge tape with xingat sheet metal
6 | 2.209 | Ulluk shkarkimi vertikal me llamarine xingat Ø 100 mm | ml | 19.6 |  | 0
Vertical downpipes
7 | 2.212 | Ulluk shkarkimi horizontal me llamarine xingat 33 cm | ml | 58 |  | 0
Horizontal downpipes
8 | 2.256/b | Mbulim çatie me panele sanduich | m2 | 449 |  | 0
Roofing with sandwich panels
|  | Shuma 4 |  |  |  | 0
Sum 4
V. Punime shtresash
Floor Layer works
1 | 2.262/4 | Beton per nivelim h= 7-10cm | m3 | 48.6 |  | 0
Concrete for leveling h = 7-10cm
2 | 2.195 | Hidroizolim me emulsion dhe dy duar bitum t=4mm | m2 | 476 |  | 0
Emulsion waterproofing and two bitumen hands t = 4mm
3 | 2.267/b | Shtrese me pllaka grez porcelanat 40 x 40 cm Monoculture, Uje thithja < 0.2 %,moduli I thyerjes s>1300N,rezistenca ne perkulje R>35N/mm2 (Rezistenca termike, rezistenca kimike, delitacioni duhet te jene konform ISO 10545) | m2 | 243.7 |  | 0
Layer with greez-porcelain tiles 40 x 40 cm Monoculture, Water absorption <0.2%, fracture modulus s> 1300N, flexural strength R> 35N / mm2 (Thermal resistance, chemical resistance, shrinkage must be in accordance with ISO 10545)
4 | 2.324/b | Plintuse grez importi, h = 10 cm | ml | 178.6 |  | 0
Grez imported skirtings, h=10cm
5 | 2.268/a | Shkalle montazhi mermeri | m2 | 12 |  | 0
Marble mounting ladder
6 | 2.276 | Shtrese parketi laminat 10mm,AC5,Class33. | m2 | 144.9 |  | 0
Laminate flooring layer 10mm,AC5,Class33.
| An | Plintues parketi h=10 | ml | 86.9 |  | 0
Parquet sealant h=10
7 | 2.326 | Shtrese me pllaka majolike 25x40 (50) cm , Uje thithja < 10 %,rezistenca ne perkulje R>15N/mm2 (Rezistenca termike, rezistenca kimike, delitacioni duhet te jene konform ISO 10545) | m2 | 135.9 |  | 0
Layer with majolica tiles 25x40 (50) cm, Water absorption <10%, flexural strength R> 15N / mm2 (Thermal resistance, chemical resistance, Shrinkage must be in accordance with ISO 10545)
8 | 2.196/c | Hidroizolim me dy shtresa mapej | m2 | 42 |  | 0
Two-layer waterproofing
|  | Shuma 5 |  |  |  | 0
Sum 5
VI. Punime suvatimi e bojatisjeje të brendëshme
Inside plastering and painting works
2 | 2.31 | Suva brenda mur tulle h~4m me krah, llaç perzier M 25 | m2 | 949 |  | 0
Inside plaster of the brick wall h~4m, mixed mortar M25
3 | 2.404/1 | Boje hidroplastike importi cilesi e I-re | m2 | 949 |  | 0
Imported hydro plastic paint first quality
4 | 2.297/a | Tavan me kartonxhes,Trashësi pllake 12,5 mm,Aftësia e transmetim:it të nxehtësisë : λ W/(m∙K) 0,23,Masa e tkurrjes dhe bymimit per 1 % i ndryshimit të lagëshisë relative:0,005 - 0,008 mm/m, Fortësia karakteristike në përkulje fm,k : Paralel me drejtimin gjatësor:≥ 6,5N/mm²,- Pingul me drejtimin gjatësor:≥ 2,0N/mm²,Gjithe sistemet e fiksimit duhet te jene galvanizato . | m2 | 346.5 |  | 0
Cardboard ceiling, Tile thickness 12.5 mm, Heat transfer capacity: λ W / (m ∙ K) 0,23, Shrinkage and swelling rate per 1% of relative humidity change: 0,005 - 0,008 mm / m, Characteristic flexural strength fm, k: Parallel to the longitudinal direction: ≥ 6.5N / mm², - Perpendicular to the longitudinal direction: ≥ 2.0N / mm²
|  | Shuma 6 |  |  |  | 0
Sum 6
VII. Punime dyersh e dritaresh
Doors and window works
1 | 2.375/a | Dritare d/aluminidopi xham, me xham termik dhe argon, koeficienti i trasmetimit U≤1,3W/m2K | m2 | 52.8 |  | 0
Double glazed aluminum windows. thermal glass with argon U≤1,3W/m2K
2 | 2.375/a | Dyer d/alumini dyfish xham me strukture metalie sipas projektit |  | 33.58 |  | 0
Double glazed aluminum doors with metalik stucrure
4 | 2.273 | Pragje dritaresh mermeri 2cm | m2 | 10.3 |  | 0
Window marble sills 2cm
5 | 2.388/1 | F V Dyer te brendeshme druri, me dritare ndricuse ,me kase metalike ne mure dhe mentesha kushinete sipas projektit | m2 | 7.9 |  | 0
Wooden interior doors , with lighted windows, with metal frame on the walls and hinged bearings according to the project
6 | 2.413 | F.V zgara dekorativa hekuri me figuracion mesatare per dritaret | ton | 2.6 |  | 0
Decorative steel grill for the windows
7 | An | Dyer banjo tip "Bathroom Cubicle" + panel Laminat i presuar (HDF)+alsesoret per kapje | m2 | 56 |  | 0
Pressure Laminate panel coating + accessories for cubic wc
|  | Shuma 7 |  |  |  | 0
Sum 7
VIII. Punime te jashtme
Outdoor works
1 | 2.358/b | Veshje fasade me polisterol kompakt jeshil t=5cm, veteshuars (XPS) me dendesi 45kg/m³ dhe λ>0.04 W/mK.+ rrjete +kolle+grafiato | m2 | 447.8 |  | 0
|  | Facade cladding with compact green polystyrene t = 5cm ,self extinguished(XPS),density 45kg/m3 7+ nets + grafiato |  |  |  | 0
2 | 2,358 | Veshje fasade me pllake mermeri t=3cm | m2 | 112.8 |  | 0
|  | Facade cladding with Marble t=3cm |  |  |  | 0
3 | 2.31 | Suva mur tulle h~4m me krah, llaç perzier M 25 | m2 | 44 |  | 0
|  | Plaster of the brick wall h>4m, mixed mortar M25 |  |  |  | 0
4 | 2.404/1 | Boje hidroplastike importi cilesi e I-re | m2 | 437.8 |  | 0
|  | Hydroplastic paint import first quality |  |  |  | 0
5 | an | F.V. detaj me rezine per kornizat e dritareve sipas projektit | ml | 186.5 |  | 0
|  | F.V. resin detail for window frames according the design |  |  |  | 0
6 | 2.273/2b | Shtrese me pllaka graniti t=3cm | m2 | 25.3 |  | 0
Layer with granite tiles t = 3cm
|  | Shuma 8 |  |  |  | 0
Sum 8
IX. Punime te sistemimit te jashtem
Outdoor site works
1 | 3.62 | Trotuar, me 6 cm beton, me pllaka | m2 | 349 |  | 0
Sidewalk, 6 cm concrete,with tiles
2 | 3.617/1 | F V bordura betoni 20x30 cm | m | 21.34 |  | 0
Sidewalk curbs 20x30cm
3 | 2.261 | Shtrese rere | m3 | 32.8 |  | 0
Sand layer
4 | 3.206 | Shtrese zhavori lumi t=30cm, perhapur e ngjeshur me makineri | m2 | 392 |  | 0
Gravel layer t=30cm
5 | 2.1/a | Germim dheu me krah e transport me k dore 10 m, kategoria III | m3 | 169 |  | 0
Excavation with arm and transport by hand 10 m, category III
6 | 2.25 | Germim themele e plinta b>2m, ekskavator me goma, kova 0.25m3 shkarkim toke | m3 | 385 |  | 0
Basic excavation of plinta b> 2m, excavator with tires, buckets 0.25m3 land discharge
7 | 2.262/4 | Shtrese betoni C 16/20 | m3 | 46 |  | 0
Concrete layer C 16/20
8 | 2.258/2 | Shtrese zhavori ne teritorin e ndertesave | m3 | 145 |  | 0
Gravel filling
9 | 2.1 | Hedhje,rrafshim,mbushje dheu me krah, kategoria III | m3 | 55 |  | 0
|  | Casting, flattening, filling of soil with arm, category III |  |  |  |  | 432
13 | An | F.V porte metalike dekorative rreshqitese | m2 | 12.8 |  | 0
F.V decorative sliding metal gates
|  | Shuma 9 |  |  |  | 0
Sum 9
X.Konstruksione metalike
Steel constructions
1 | 2.182 | Konstruksione metalike te thjeshta | ton | 20.3 |  | 0
Simple steel constructions
2 | 2.401 | Boje vaji siperfaqe metalik | m2 | 128 |  | 0
Oil paint of metalic surface
|  | Shuma 10 |  |  |  | 0
Sum 10
|  | TOTALI A |  |  |  | 0
TOTALI A
B. PUNIME HIDROSANITARE
B. SANITARY WORKS
1- PUNIME INSTALIMI / INSTALLATION WORKS
1- INSTALLATION WORKS
SISTEMI I MBROJTJES KUNDER ZJARRIT
FIRE FIGHTING SYSTEM
A |  | Sinjalistika & kodi indeksimit / Signaling & indexing code
1 | Analize | F.V Hidrant Zjarri Kodi Al - 5212 (B) | cope | 1 |  | 0
P.I Fire Hydrant Code Al - 5212 (B)
2 | Analize | F.V Fikëse zjarri me pluhur Kodi Al - 5203(B) | cope | 2 |  | 0
P.I Portable powder fire extinguisher Code Al - 5203(B)
3 | Analize | F.V Buton sinjalizimi i zjarrit Kodi Al - 5102(B) | cope | 2 |  | 0
P.I Fire alarm button Code Al - 5102(B)
4 | Analize | F.V Drejtim i daljes së emergjences Kodi Al - 5107(B) | cope | 3 |  | 0
P.I Exit Emergency Direction Code Al - 5107(B)
|  | Shuma 1 |  |  |  | 0
Sum 1
Tubacione & rakorderi / Pipes & Fittings
1 | 2.491/e | F.V Tubo PE - HD Ø 50x4.6 mm, PN16 | ml | 40 |  | 0
P.I PE-HD Pipe Ø 50x4.6 mm, PN16
2 | Analize | F.V Rakorderi ( bryla, ti, reduksion, etj) | kompl | 1 |  | 0
P.I PE-HD Fittings (elbow, TI, reduction etc.)
|  | Shuma 2 |  |  |  | 0
Sum 2
SISTEMI I FURNIZIMIT ME UJE
WATER SUPPLY SYSTEM
B |  | Furnizimi me uje nga rrjeti / Water Supply Network
1 | 2.491/e | F.V Tubo PE - HD Ø 50x4.6 mm, PN16 | ml | 57 |  | 0
P.I PE-HD Pipe Ø 50x4.6 mm, PN16
2 | Analize | F.V Rakorderi ( bryla, ti, reduksion, etj) | kompl | 1 |  | 0
P.I PE-HD Fittings (elbow, TI, reduction etc.)
Sistemi i shperndarjes se ujit sanitar / Sanitary water distribution system
3 | Analize | F.V Minivalvula nderprerese per pajisjet sanitare Ø ½" | cope | 28 |  | 0
P.I Distribution fittings ½"F, with brackets for sanitary device connection
4 | Analize | F.V Valvol nderprerese me sfere Ø ¾ " | cope | 8 |  | 0
P.I Disconecting ball valve Ø ¾ "
5 | Analize | F.V Valvol nderprerese me sfere Ø 1 " | cope | 2 |  | 0
P.I Disconecting ball valve Ø 1 "
|  | Shuma 3 |  |  |  | 0
Sum 3
Rjeti i tubacioneve brenda objektit - Tubo PPR - Polipropilen
Pipe networks inside the building - PPR pipes - Polypropylene
1 | Analize | F.V Tubo PPR me rakorderi Ø 20 mm | ml | 42 |  | 0
P.I PPR Pipe with fittings Ø 20 mm
2 | Analize | F.V Tubo PPR me rakorderi Ø 25 mm | ml | 15 |  | 0
P.I PPR Pipe with fittings Ø 25 mm
3 | Analize | F.V Tubo PPR me rakorderi Ø 32 mm | ml | 22 |  | 0
P.I PPR Pipe with fittings Ø 32 mm
4 | Analize | F.V Tubo PPR me rakorderi Ø 40 mm | ml | 4 |  | 0
P.I PPR Pipe with fittings Ø 40 mm
5 | Analize | F.V Termoizolim armoflex me spesor 9 mm per tubo PPR 20 mm | ml | 42 |  | 0
P.I Armaflex for PPR pipe Ø 20 mm with thickness 9 mm
6 | Analize | F.V Termoizolim armoflex me spesor 9 mm per tubo PPR 25 mm | ml | 15 |  | 0
P.I Armaflex for PPR pipe Ø 25 mm with thickness 9 mm
7 | Analize | F.V Termoizolim armoflex me spesor 9 mm per tubo PPR 32 mm | ml | 22 |  | 0
P.I Armaflex for PPR pipe Ø 32 mm with thickness 9 mm
8 | Analize | F.V Termoizolim armoflex me spesor 9 mm per tubo PPR 40 mm | ml | 4 |  | 0
P.I Armaflex for PPR pipe Ø 40 mm with thickness 9 mm
9 | Analize | F.V Aksesor per montimin e tubacioneve PPR:fasheta,vida,dado etj. | kompl | 1 |  | 0
P.I Accessories for mounting copper pipes: clamps, screws etc.
|  | Shuma 4 |  |  |  | 0
Sum 4
SISTEMI I SHKARKIMIT TE UJRAVE TE ZEZA, TE SHIUT DHE DRANAZHIMI
SEWAGE WATER DISCHARGE SYSTEM
Shkarkimi i brendshem i ujrave te zeza / Indoor sewage water discharge system
1 | Analize | F.V Tubo shkarkimi PP d125 | ml | 3 |  | 0
P.I Waste pipe with push - fit socket PP d125
2 | Analize | F.V Tubo shkarkimi PP d110 | ml | 18 |  | 0
P.I Waste pipe with push - fit socket PP d110
3 | Analize | F.V Tubo shkarkimi PP d75 | ml | 20 |  | 0
P.I Waste pipe with push - fit socket PP d75
4 | Analize | F.V Tubo shkarkimi PP d50 | ml | 25 |  | 0
P.I Waste pipe with push - fit socket PP d50
5 | Analize | F.V Rakorderi (bryla, braga, tee, reduksion, etj.) si dhe te gjithe aksesoret e nevojshem per montimin e tubove te shkarkimit | kompl | 1 |  | 0
|  | P.I Fittings (bend, branch, tee, reduction, ect.) and all nessesary accessories for mounting of waste water discharge pipe | set
6 | Analize | F.V Aksesor per montimin e tubacioneve te PP : fasheta, vida, dado, tapa, paste lubrifikuese etj. | kompl | 1 |  | 0
P.I Accessories for mounting PP pipes: clamps, screws etc.
Shkarkimi i jashtem i ujrave te zeza / Outdoor sewage water discharge system
1 | Analize | F.V Germim dhe transport dheu per kanalet e tubove dhe pusetave | m³ | 20 |  | 0
P.I Earthwork and transport for pipes channel and pits
2 | Analize | F.V Shtrese rere | m³ | 5 |  | 0
P.I Sand lay down + transportation
3 | Analize | F.V Pusete betoni (80 x 80) cm, me kapak gize Ø60 mm | cope | 4 |  | 0
P.I Concrete pits (80 x 80 ) cm, cast iron cover Ø60 mm
4 | Analize | F.V Tubo PEHD I magjistralit I rrudhosur Ø 160 mm | ml | 17 |  | 0
P.I Corrugated polyethylene PEHD pipe Ø 160 mm
5 | Analize | F.V Tubo PEHD I magjistralit I rrudhosur Ø 200 mm | ml | 47 |  | 0
P.I Corrugated polyethylene PEHD pipe Ø 200 mm
6 | Analize | F.V Element ndihmes dhe rakorderi per tuba PEHD | kompl | 1 |  | 0
P.I Auxiliary elements & fittings for PEHD pipes ( joint installations )
Sistemi i drenazhimit te ujrave te shiut / Rain water drainage system
1 | Analize | F.V Germim dhe transport dheu per kanalet e tubove dhe pusetave | m³ | 33 |  | 0
P.I Earthwork and transport for pipes channel and pits
2 | Analize | F.V Shtrese rere + transport | m³ | 7 |  | 0
P.I Sand lay down + transportation
3 | Analize | F.V Pusete betoni shiu, me kapak gize (40x25) cm | cope | 19 |  | 0
P.I Concrete pits, mesh cast iron cover (40x25) cm
4 | Analize | F.V Tubo PEHD I magjistralit I rrudhosur Ø 110 mm | ml | 43 |  | 0
P.I Corrugated polyethylene PEHD pipe Ø 110 mm
5 | Analize | F.V Tubo PEHD I magjistralit I rrudhosur Ø 125 mm | ml | 35 |  | 0
P.I Corrugated polyethylene PEHD pipe Ø 125 mm
6 | Analize | F.V Tubo PEHD I magjistralit I rrudhosur Ø 160 mm | ml | 70 |  | 0
P.I Corrugated polyethylene PEHD pipe Ø 160 mm
7 | Analize | F.V Tubo PEHD I magjistralit I rrudhosur Ø 200 mm | ml | 20 |  | 0
P.I Corrugated polyethylene PEHD pipe Ø 200 mm
8 | Analize | F.V Element ndihmes dhe rakorderi per tuba PEHD | kompl | 1 |  | 0
P.I Auxiliary elements & fittings for PEHD pipes ( joint installations )
9 | Analize | F.V Tubo Llamarine zinkuar/lyer shkarkimi vertikal Ø 110 mm, I kompletuar me aksesore | ml | 17 |  | 0
P.I Waste pipe with accessories coated/zinc sheet d110 mm
|  | Shuma5 |  |  |  | 0
Sum 5
2- PAISJE
2- EQUIPMENTS
SISTEMI I MBROJTJES KUNDER ZJARRIT
FIREFIGHTING SYSTEM
C |  | Makineri dhe pajisje / Machinary & Equipments
1 | Analize | F.V Fikëse zjarr me pluhur, destinacioni per mbrojtjen e pajisjeve ne ndertesë. Tip bombel (e levizshme). Klasa e zjarrit 55A-233BC, kapaciteti normal 12 kg, pesha 17.6 kg. Diametri 190mm, lartesia 640 mm. | cope | 2 |  | 0
P.I Powder Cylinder Extinguisher 12kg
2 | Analize | F.V Kaset + hidrant zjarri i brendshëm. Kasetë brenda murit, llamarine çeliku e emaluar me ngjyrë të kuqe RAL 3000 - UNI 9227,me baze rezine. Dimensionet (370x610x190)mm, tub fleksibël 30 m, Aksesorët: saraçineske ndërprerëse 1½", lançë + zorre uji DN 45. Pjesa e përparme e mbyllur me çelës. | cope | 1 |  | 0
P.I Fire Hydrant DN45 30MT Inside the wall. with red color steel cassette enamelled RAL 3000 - UNI 9227
|  | Shuma 6 |  |  |  | 0
Sum 6
SISTEMI I FURNIZIMIT ME UJE
WATER SUPPLY SYSTEM
D |  | Makineri dhe pajisje / Machinary & Equipments
1 | Analize | F.V Panel diellor 200 lit Dim. e Boilerit (mm) 570x2050 Dim. e kolektorit (mm) 2050x1275x90 Sasia e kolektoreve (cope) 2 Pesha totale Bosh (kg) 184 Presioni i Proves 2080kPa(298Psi) Fuqia e Rezistences (kW) 4 Ushqimi: (volt) 230+N+T Rreg.Temp.Reostatit (°C) 30-50-60-70-80 | cope | 1 |  | 0
P.I Solar Water Heater 200 lit Dim. of storage tank (mm) 570x2050 Dim. of Collector (mm) 2050x1275x90 Quantity of collectors (piece) 2 Total Weight empty (kg) 184 Pressure tests 2080kPa(298Psi) Electrical power (kW) 4 Voltage: (volt) 230+N+T Temperature regulation (°C) 30-50-60-70-80
Pajisje hidrosanitare
Hidrosanitation Equipment
1 | 2.495 | F.V Lavaman tualeti + mishelator | cope | 3 |  | 0
P.I Washing basin+monocontrol mixer
2 | Analize | F.V Lavaman tualeti per femije + mishelator | cope | 3 |  | 0
P.I Washing basin for kids + monocontrol mixer
3 | Analize | F.V Lavaman per njerez me aftesi te kufizuar + mishelator | cope | 1 |  | 0
P.I Washing basin for disabilities use + monocontrol mixer
4 | Analize | F.V WC-alla frenga per femije + kuti shkarkuese | cope | 4 |  | 0
P.I Single block WC toilet for kids, modern type (French), (67 x 36) cm + low cistern (flash box) + plastic coated wooden seat
5 | 2.504 | F.V WC-alla frenga + kuti shkarkuese | cope | 3 |  | 0
P.I Single block WC toilet, modern type (French), (67 x 36) cm + low cistern (flash box) + plastic coated wooden seat
6 | Analize | F.V WC- per njerez me aftesi te kufizuara + kuti shkarkuese + ulese metakrilate dhe te gjithe aksesoret mbajtes (sipas vizatimit) | cope | 1 |  | 0
P.I Single block WC toilet, for disabilities use, (77x 38) cm + discharge box + Methacrylate seat and all supporting accessory ( according to the drawing)
7 | 2.507 | F.V Pllake dushi + mishelator | cope | 1 |  | 0
P.I Shower + monocontrol mixer
8 | Analize | F.V Pilete dyshemeje Ø 50 mm | cope | 3 |  | 0
P.I Drain Pit Ø 50 mm
|  | Shuma 7 |  |  |  | 0
Sum 7
|  | TOTALI B |  |  |  | 0
TOTALI B
C. SISTEMI I NGROHJES & FTOHJES
C. HEATING & COOLING SYSTEM
1- Punime per instalimin e tubacioneve
1- Installation works
1 | Analize | F.V Llamarine e galvanizuar per prodhimine e kanaleve te ajrit me trashesi nga (0.6mm -1.20), e kompletuar me gjithe fllaxha dhe te gjitha rakorderite e nevojshem per prodhimin dhe montimin e kanaleve te ajrit. | kg | 810 |  | 0
P.I Galvanized sheet for the production of air ducts with thickness from (0.6mm -1.20), complete with all flanges and all fittings necessary for the production and installation of air ducts.
2 | Analize | F.V Tabak prej leshi xami per termizolimin e kanleve te ajrit. Te dhenat teknike: - Trashesi : 25 mm - Temperatura e punes, Nga -40 °C deri ne +85 °C, - Perciellshmeria termike: Kompletuar me gjithe elementet e nevojshem per instalim | m2 | 125 |  | 0
P.I Glass wool tray for thermal insulation of air ducts. Technical data: - Thickness: 25 mm - Working temperature, From -40 ° C to + 85 ° C, - Thermal conductivity: Completed with all the necessary elements for installation
3 | Analize | F.V Aksesor per montimin e tubacioneve zingato : fasheta, vida, dado, nastro aluminmi etj. | kompl | 1 |  | 0
P.I Accessories for mounting of cgalvanized sheet metal pipes: clamps, screws, aluminum sheets etc.
4 | Analize | F.V Bashkues antivibrues per aspiratorin e ajrit | ml | 6 |  | 0
P.I Anti Vibration Joint for Centrifugal Fan
5 | Analize | F.V Grila me 2 DR te levizshme dergim/rikthim 20x10 cm | cope | 2 |  | 0
P.I 2-way Exhaust Grille 20x10 cm
6 | Analize | F.V Grila me 2 DR te levizshme dergim/rikthim 30x10 cm | cope | 6 |  | 0
P.I 2-way Exhaust Grille 30x10 cm
7 | Analize | F.V Grila me 2 DR te levizshme dergim/rikthim 50x10 cm | cope | 4 |  | 0
P.I 2-way Exhaust Grille 50x10 cm
8 | Analize | F.V Grila shiu 50x40 cm | cope | 2 |  | 0
P.I Rain Grille 50x40 cm
9 | Analize | F.V Damper rrethore me rregullim manual Ø 100 mm | cope | 18 |  | 0
P.I Circular damper with manual adjustment Ø 100 mm
10 | Analize | F.V Damper rrethore me rregullim manua Ø 150 mm | cope | 8 |  | 0
P.I Circular damper with manual adjustment Ø 150 mm
11 | Analize | F.V Tubacion fleks Ø 100 mm me veshje leshi xami. Te dhenat teknike: - Trashesi : 25 mm - Temperatura e punes, Nga -40 °C deri ne +85 °C, | ml | 16 |  | 0
P.I Flex pipe Ø 100 mm with glass wool coating. Technical data: - Thickness: 25 mm - Working temperature, From -40 ° C to + 85 ° C,
12 | Analize | F.V Tubacion fleks Ø 150 mm me veshje leshi xami. Te dhenat teknike: - Trashesi : 25 mm - Temperatura e punes, Nga -40 °C deri ne +85 °C, | ml | 8 |  | 0
P.I Flex pipe Ø 150 mm with glass wool coating. Technical data: - Thickness: 25 mm - Working temperature, From -40 ° C to + 85 ° C,
|  | Shuma 1 |  |  |  | 0
Sum 1
2- Tubacione & rakorderi / Pipes & Fittings
1 | 2.493/1 | F.V Tubo çeliku i zi pategel Ø 2" x 3.25 mm | kg | 95 |  | 0
P.I Steel pipe mannesmann Ø 2" x 3.25 mm
2 | 2.493/1 | F.V Tubo çeliku i zi pategel Ø 1 1/2" x 2.9 mm | kg | 125 |  | 0
P.I Steel pipe mannesmann Ø 1 1/2" x 2.9 mm
3 | 2.493/1 | F.V Tubo çeliku i zi pategel ( Mannesmann) Ø 1" x 2.9 mm | kg | 240 |  | 0
P.I Steel pipe mannesmann Ø 1" x 2.9 mm
4 | Analize | F.V Rakorderi çeliku i zi ( Bryla,Ti, reduksione etj). | kg | 138 |  | 0
P.I Steel Pipe Fittings (elbow, TI, reduction etc.)
5 | Analize | F.V Lyerje me boje antioksiduese e tubacione hidraulike | kg | 2 |  | 0
P.I Antioxidant paint for hydraulic pipes
6 | Analize | F.V Armafleks tubolar per tubo çeliku pategel Ø ½ -2 x19 mm,plus flete Alumini | ml | 145 |  | 0
P.I Armaflex for steel pipes Ø ½ - 2 "x 19 mm, with Aluminum foil
7 | 2.494/5 | F.V Saracineska me trup bronzi Ø 2 " | cope | 2 |  | 0
P.I On/ Off bronze valve Ø 2 "
8 | 2.494/2 | F.V Saracineska me trup bronzi Ø 1" | cope | 8 |  | 0
P.I On/ Off bronze valve Ø 1"
9 | Analize | F.V Valvol moskthimi Ø 2" | cope | 1 |  | 0
P.I Non return valve Ø 2"
10 | Analize | F.V Valvol moskthimi Ø 1 " | cope | 1 |  | 0
P.I Non return valve Ø 1 "
11 | Analize | F.V Filter uji Ø 2" | cope | 1 |  | 0
P.I Water filter Ø 2"
12 | Analize | F.V Filter uji Ø 1" | cope | 1 |  | 0
P.I Water filter Ø 1"
13 | Analize | F.V Xhunto antivibrante Ø 2" | cope | 2 |  | 0
P.I anti vibration joint Ø 2"
14 | Analize | F.V Grupi i mbushjes me uje automatike dim. 1/2" | cope | 1 |  | 0
P.I Automatic water filling group dim. 1/2"
15 | Analize | F.V Mbushja e sistemit hidronik me 20 % glikol, ne menyre qe te mos ngrije ne periudhen e dimrit kur temperaturat zbresin ne 0°C. | lit | 160 |  | 0
P.I Fill the hydronic system with 20% glycol, so that it does not freeze in the winter period when temperatures drop to 0 ° C.
|  | Shuma 2 |  |  |  | 0
Sum 2
3- Sistemi I ngrohjes nga dyshmeja / underfloor heating system
1 | Analize | F.V Tub polietileni i ndërlidhur PE-Xa S17X2.0 Coils 120 m | ml | 3565 |  | 0
P.I Cross-linked high-density polyethylene (PE-Xa) pipes S17X2.0 Coils 120 m
2 | Analize | F.V Polisterol - Nopenplate varionova | m2 | 380 |  | 0
P.I Polisterol - Nopenplate varionova
3 | Analize | F.V Xokol anesor per fuga | ml | 275 |  | 0
P.I Perimeter wall insulation
4 | Analize | F.V Aditiv per llustren e betonit | kg | 105 |  | 0
P.I Additive for concrete varnish
5 | Analize | F.V Kolektor per ngrohje ne dysheme me 7 dalje | cope | 2 |  | 0
P.I Collector for underfloor heating with 7 outlets
6 | Analize | F.V Kolektor per ngrohje ne dysheme me 8 dalje | cope | 1 |  | 0
P.I Collector for underfloor heating with 8 outlets
7 | Analize | F.V Kolektor per ngrohje ne dysheme me 9 dalje | cope | 1 |  | 0
P.I Collector for underfloor heating with 9 outlets
8 | Analize | F.V Kuti kolektori | cope | 4 |  | 0
P.I Manifold box
9 | Analize | F.V Termostat ambienti elektroknik 24V | cope | 9 |  | 0
P.I Electrotechnical ambient thermostat 24V
10 | Analize | F.V Koke termostatike UNI 24V | cope | 31 |  | 0
P.I Thermostatic head UNI 24V
11 | Analize | F.V Njesi kontrolli dhe komandimi SLEIV modul 24V | cope | 1 |  | 0
P.I Control and command unit SLEIV module 24V
12 | Analize | F.V Modul Pompe, e kompletuar me te gjithe aksesoret e nevojshem per moniturimin e temperatures ne hyrje te cdo serpentine. | cope | 4 |  | 0
P.I Pump Module, complete with all the necessary accessories for monitoring the inlet temperature of each coil.
13 | Analize | F.V Trasformator 24 V | cope | 1 |  | 0
P.I Transformer 24 V
14 | Analize | F.V Kabell Fleks 4 x1.5 mm + Tub elektrik | ml | 155 |  | 0
P.I Flex Cable 4 x1.5 mm + Electrical Pipe
Aksesore per tubacione / Pipe accessories
15 | Analize | F.V Lidhje kolektori hollandez 17 mm | cope | 62 |  | 0
P.I Manifold accessories
16 | Analize | F.V Nipel 17-17 | cope | 62 |  | 0
P.I Fitting 17-17
17 | Analize | F.V Bokulla 17 mm | cope | 62 |  | 0
P.I Fitting 17 mm
|  | Shuma 3 |  |  |  | 0
Sum 3
2- PAISJE
2- EQUIPMENTS
SISTEMI I NGROHJES/FTOHJE DHE I VENTILIMI
HEATING/COOLING AND VENTILATION SYSTEM
1- Pajisje dhe terminale
1- Equipment and terminals
1 |  | F.V REKUPERATOR NXEHTËSIE Rikuperimi i Nxehtesise Prurja maks.: 1530 m³/h Rendimenti: 90 % Presioni statik i jashtem: 169 Pa Dim: AxBxC 1374x2174x524 mm Seksioni i elektrik Nr. i ventilatoreve: 2 cope Fuqia eketrike: 2 x 660 W Lidhja elektrike: 230V,50h, Shenim: Pajisja duhet të jete me ventilator DC inverter e pajisur me filtra G4 në thithjen e ajrit të freskët dhe filtër G4 në thithjen e ajrit nga ambientet e brendshme, si dhe kontroller elektronik. | kompl | 1 |  | 0
P.I HEAT RECOVERY VENTILATION Heat Recovery Max. Air flow 1530 m³/h Efficiency 90 % External static pressure: 169 Pa Dim: AxBxC 1374x2174x524 mm Electric parts No. of Fan : 2 cope Electric power : 2 x 660 W Electric connection: 230V,50h, Note: The device must be with DC inverter fan equipped with G4 filters in the intake of fresh air and G4 filter in the intake of indoor air, as well as electronic controller.
2 | Analize | F.V CHILLER VERSION POMPE NXEHTESIE INVERTER - Kapaciteti mes. Ftohje / Ngrohje: 49.7 / 51.1 kW - Fuqia Elektrike (Ftohje / Ngrohje ): 19.7 / 18.5 kW - Ushqimi: 400 V - 3 F - 50 Hz - Ventilatore tipi aksial: 2 cope - Kompresor te tipit Hermetik Scroll, nr. per qark 4/2 - Trup i punes :R 410 A - Lidhjet: DN 50 (2") - Dimension: H x D x L (2358 x 1684 x 780) mm Me pompe qarkulluese te inkorporar me prevalence te larte. I kompletuar me te gjithe aksesoret e nevojshem per instalim. | cope | 1 |  | 0
P.I Air cooled heat pump inverter chiller - Cooling/heating capacity (nom): 49.7 / 51.1 kW - Electrical power (Cooling/heating): 19.7 / 18.5 kW - Power supply: 400 V - 3 F - 50 Hz - Axial ventilator type: 2 cope - Hermetically sealed scroll compressor, no. for circuit 4/2 -Refrigerant type :R 410 A - Hydraulic connection : DN 50 (2") - Dimensions: H x D x L (2358 x 1684 x 780) mm With incorporated circulating pump with high prevalence. Complete with all the necessary accessories for installation.
|  | Shuma 4 |  |  |  | 0
Sum 4
|  | TOTALI C |  |  |  | 0
TOTAL C
D. PUNIMET ELEKTRIKE
D. ELECTRICAL WORKS
I. Rrjeti I Prizave te Fuqise
I. Power Network Sockets
1 | Analize | F.V Prize " Shuko" 16A, 230V, dy module, ngjyre e bardhe | cope | 70 |  | 0
P.I Socket " Schucko" 16A, 230V, two modul, white colour
2 | Analize | F.V Prize " Shuko" 16A, 230V, dy module, ngjyre e kuqe | cope | 4 |  | 0
P.I Socket " Schucko" 16A, 230V, two modul, red colour
3 | Analize | F.V Pllake prizash dyshemeje, 20module, me kapak, 4 x priza Schucko 16A (Rrjeti) + 4 x Priza Shucko 16A nga (UPS) + 2 x priza interneti RJ45, tip FTP Cat.6 | cope | 1 |  | 0
P.I Torreto for socket outlet, flush floor mounted, 20modules with cover, 4 x Schucko 16A (Network) + 4 x Schucko 16A (UPS) + 2 x RJ45 data sockets, FTP Cat.6 type
4 | 2.487/d | F.V Kuti, suporte, kapak, 4 module | cope | 13 |  | 0
P.I Boxes, supporting frames, cover plate, 4 modules
5 | Analize | F.V Kuti, suporte, kapak, 3 module | cope | 2 |  | 0
P.I Boxes, supporting frames, cover plate, 3 modules
6 | Analize | F.V Kuti plastike 4 module, brenda murit me kapak IP 55 | cope | 23 |  | 0
P.I 4 module plastic box 4 module, flush mounting with cover IP55
7 | Analize | Kuti shperndares , montim brenda murit PT-6, IP40 | cope | 5 |  | 0
P.I PVC Distribution box, flush mounting type, PT-6, IP40
8 | Analize | Kuti shperndares, montim brenda murit PT-7, IP 40 | cope | 1 |  | 0
P.I PVC distribution box, flush mounting type, PT-7, IP40
9 | 480/5 | F.V Tub plastmasi Ø 31 ~ 36 mm | ml | 60 |  | 0
P.I PVC flexible pipe, Ø 31 ~ 36 mm
10 | 480/3 | F.V Tub plastmasi Ø 22 ~ 26 mm | ml | 320 |  | 0
P.I PVC flexible pipe, Ø 22 ~ 26 mm
11 | 480/2 | F.V Tub plastmasi Ø 18 ~ 21 mm | ml | 170 |  | 0
P.I PVC flexible pipe, Ø 18 ~ 21 mm
|  | Shuma / Sum 1 |  |  |  | 0
II. Rrjeti i Kabllove te Fuqise
II. Power Network Cables
12 | Analize | F.V Kabllo multipolar bakri me izolim PVC, djeg.pa flake dhe emetim gazi, Un=0,6/1 kV, FG16OR16 type, S = 4 x 35 mm² | ml | 65 |  | 0
P.I Multicore PVC insulated cable, fire retardant and under PVC sheath, Un=0,6/1 kV, FG16OR16 type, S = 4 x 35 mm²
13 | Analize | F.V Kabllo multipolar bakri me izolim PVC, djeg.pa flake dhe emetim gazi, Un=0,6/1 kV, FG16OR16 type, S = 5 x 16 mm² | ml | 20 |  | 0
P.I Multicore PVC insulated cable, fire retardant and under PVCs heath, Un=0,6/1 kV, FG16OR16 type, S = 5 x 16 mm²
14 | Analize | F.V Kabllo multipolar bakri me izolim PVC, djeg.pa flake dhe emetim gazi, Un=0,6/1 kV, FG16OR16 type, S = 3 x 4 mm² | ml | 230 |  | 0
P.I Multicore PVC insulated cable, fire retardant and under PVC sheath, Un=0,6/1 kV, FG16OR16 type, S = 3 x 4 mm²
15 | Analize | F.V Kabllo multipolar bakri me izolim PVC, djeg.pa flake dhe emetim gazi, Un=0,6/1 kV, FG16OR16 type, S = 3 x 2,5 mm² | ml | 100 |  | 0
P.I Multicore PVC insulated cable, fire retardant and under PVC sheath, Un=0,6/1 kV, FG16OR16 type, S = 3 x 2,5 mm²
16 | Analize | F.V Percjelles nje polar, me izolim PVC, djeg.pa flake dhe emetim gazi, Un=450/750 V, tip N07V-K, S = 1 x 2.5 mm² | ml | 900 |  | 0
P.I Single core PVC insulated cable, fire retardant and under PVC sheath, Un=450/750 V, N07V-K type, S = 1 x 2,5 mm²
17 | Analize | F.V Terminale fundore per kabllo TU Un=0.6/1 kV; S=1x35mm² | cope | 4 |  | 0
P.I Cable terminal for LV cable, Un=0.6/1 kV; S=1x35mm²
18 | Analize | F.V Terminale fundore per kabllo TU Un=0.6/1 kV; S=(6-16)mm² | set | 1 |  | 0
P.I Cable terminal for LV cable, Un=0.6/1 kV; S=(6-16)mm²
19 | Analize | F.V Terminale fundore per kabllo TU Un=0.6/1 kV; S=(1.5-4)mm² | set | 1 |  | 0
P.I Cable terminal for LV cable, Un=0.6/1 kV; S=(1.5-4)mm²
|  | Shuma / Sum 2 |  |  |  | 0
III. Panelet dhe Kuadrot Shperndares Elektrike
III. Electrical Distribution Boards and Panel
20 | Analize | F.V Paneli Elektrik Kryesor Kati Perdhe - Kopshti (M.E.P.G.F-KG) - Me dere metalike, IK08 me xham transparent ; - Me analizator digital te parametrave te rrjetit me dalje; - Komp.me zbara bakri & aksesor; - Shkalla e mbrojtjes: tip metalik, instalim jashte murit IP40; - (i kompletuar me te gjithe aksesoret, sipas skemes qe jepet ne projekt) | komplet | 1 |  | 0
P.I Main Electrical Panel - Kindergarten (M.E.P.G.F-KG) - With Digital Analyser of Electrical Parameters - With metallic door, IK 08 mith transparent glass - Complete with all accessories J/m; - IP protection degree: metallic type, surface mounted IP 40; - (completed with all accessories, according to the scheme given in the design )
|  | Shuma / Sum 3 |  |  |  | 0
IV. Rrjeti I Ndriçimit Normal dhe Emergjencës
IV. Normal and Emergency Lighting Network
21 | Analize | F.V Kuti, suporte, kapak, 3 module | cope | 11 |  | 0
P.I Boxes, supporting frames, cover plate, 3 modules
22 | 2.483 | F.V Celes i thjeshte nje polar 16A, 230V | cope | 20 |  | 0
P.I One way single pole switch 16A, 230V
23 | Analize | F.V Celes deviat 16A, 230V | cope | 4 |  | 0
P.I Three way switch 16A, 230V
24 | Analize | F.V Kuti shperndares 10x10x10cm, montim jashte tavanit IP55 | cope | 16 |  | 0
P.I Distribution box 10x10x10cm, surface mounting IP55
25 | Analize | F.V Kabllo multipolar bakri me izolim PVC, djeg.pa flake dhe emetim gazi, Un=0,6/1 kV, FG16OR16 type, S = 3 x 1,5 mm² | ml | 120 |  | 0
P.I Multicore PVC insulated cable, fire retardant and under PVC sheath, Un=0,6/1 kV, FG16OR16 type, S = 3 x 1,5 mm²
26 | Analize | F.V Kabllo multipolar bakri, Un=0,6/1 kV, tip FTG10OM1 type, S = 3 x 1,5 mm², rezistent ndaj zjarrit perj 90min | ml | 100 |  | 0
P.I Multicore copper cable, 90min fire retardant , Un=0,6/1 kV, FTG10OM1 type, S = 3 x 1,5 mm²
27 | Analize | F.V Percjelles nje polar, me izolim PVC, djeg.pa flake dhe emetim gazi, Un=450/750 V, tip N07V-K, S = 1 x 1.5 mm² | ml | 600 |  | 0
P.I Single core PVC insulated cable, fire retardant and under PVC sheath, Un=450/750 V, N07V-K type, S = 1 x 1,5 mm²
28 | 480/3 | F.V Tub plastmasi Ø 22 ~ 26 mm | ml | 70 |  | 0
P.I PVC flexible pipe, Ø 22 ~ 26 mm
29 | 480/2 | F.V Tub plastmasi Ø 18 ~ 21 mm | ml | 220 |  | 0
P.I PVC flexible pipe, Ø 18 ~ 21 mm
|  | Shuma / Sum 4 |  |  |  | 0
V. Rrjeti i Detektimit te Zjarrit
V. Fire Detection Nework
30 | Analize | F.V Kabllo i kuq alarmi zjarri, rezistent ndaj zjarrit S=2x1mm2, tipi FG40HM1, PH.30min | ml | 135 |  | 0
P.I Red colour fire alarm cable, fire reterdant, S=2x1mm2, type FG40HM1, PH.30min
31 | Analize | F.V Kuti shperndarese , montim jashte murit PT-2-5, IP40 | cope | 20 |  | 0
P.I PVC Distribution box, surface mounting type, PT-5, IP40
32 | 480/2 | F.V Tub plastmasi Ø 18 ~ 21 mm | ml | 100 |  | 0
P.I PVC flexible pipe, Ø 18 ~ 21 mm
|  | Shuma / Sum 5 |  |  |  | 0
VI. Rrjeti I Prizave te IT
VI. IT Network Sockets
33 | Analize | F.V Priza interneti, tip RJ-45 FTP - Cat.6, metalike e skermuar | cope | 14 |  | 0
P.I Internet sockets RJ-45 FTP - Cat.6 type, foil screen shielded
34 | Analize | F.V Priza telefonie, tip RJ-45 FTP - Cat.6, metalike e skermuar | cope | 1 |  | 0
P.I Telephony sockets, RJ-45 FTP - Cat.6 type, foil screen shielded
35 | Analize | F.V Konektore lidhes rrjeti me dy koka RJ-45 FTP-Cat.6, L=0.5m, metalike e skermuar | cope | 20 |  | 0
P.I RJ-45 FTP Cat.6 Patch Cord, L=0.5m, foil screen shielded
36 | Analize | F.V Kuti, suporte, kapak, 3 module | cope | 13 |  | 0
P.I Boxes, supporting frames, cover plate, 3 modules
37 | Analize | F.V Kuti shperndares , montim brenda murit PT-6, IP40 | cope | 5 |  | 0
P.I PVC Distribution box, flush mounting type, PT-6, IP40
38 | Analize | F.V Kabllo rrejti kompjuterik , tip F/FTP - Cat.6, 350MHz deri ne 400 MHz, LSZH | ml | 350 |  | 0
P.I F/FTP-Cat.6 data network cable, 350MHz deri ne 400MHz, LSZH
39 | 480/3 | F.V Tub plastmasi Ø 22 ~ 26 mm | ml | 180 |  | 0
P.I PVC flexible pipe, Ø 22 ~ 26 mm
|  | Shuma / Sum 6 |  |  |  | 0
VII. Rjeti I Sistemit i Vezhgimit CCTV
VII. CCTV SystemSurvillance Network
40 | Analize | F.V Koka per kabllo rrjeti, tip RJ-45 FTP-Cat.6, metalike e skermuar | cope | 7 |  | 0
P.I RJ-45 keystone, FTP-Cat.6 type, foil screen shielded
41 | Analize | F.V Konektore lidhes rrjeti me dy koka RJ-45 FTP-Cat.6, L=0.5m, metalike e skermuar | cope | 7 |  | 0
P.I RJ-45 FTP Cat.6 Patch Cord, L=0.5m, foil screen shielded
42 | Analize | F.V Kabllo rrjeti kompjuterik, tip F/FTP-Cat.6, 350MHz deri ne 400 MHz, LSZH | cope | 7 |  | 0
P.I F/FTP-Cat.6 data network cable, 350MHz deri ne 400MHz, LSZH
43 | Analize | F.V Aksesore montimi te pershtatshem per instalimin e kamerave te jashtme dhe te brendshme | cope | 7 |  | 0
P.I Suitable mounting accessories for inside and outside camera installation
44 | 480/3 | F.V Tub plastmasi Ø 22 ~ 26 mm | ml | 100 |  | 0
P.I PVC flexible pipe, Ø 22 ~ 26 mm
|  | Shuma / Sum 7 |  |  |  | 0
VIII. Rrjeti i Tokëzimit dhe Mbrojtjes Atmosferike
VIII. Earthing and Lightning Protection System
45 | 2.a-74 | F.V Elektroda tokezimi, profil zingato e bakerizuar, kryq 50x50x5 mm, L=2m | cope | 8 |  | 0
P.I Earthing electrode, coppery zing profile, crossed 50x50x5 mm, L=2m
46 | Analize | F.V Shirit zingato Fe/Zn 30x5mm | ml | 360 |  | 0
P.I Galvanized steel stripe Fe/Zn 30x5mm
47 | Analize | F.V Shtize rrufepritese, tub zingato ∅=20mm, H=50cm, per mbrojtjen nga goditjet atmosferike | cope | 11 |  | 0
P.I Galvanised steel lighting Rod ∅=20mm, H=50cm, for protection against atmospheric discharges
48 | Analize | F.V Percjelles bakri I veshur me izolim PVC, ngjyre verdhe-jeshile CU, S=1x35 mm² | ml | 10 |  | 0
P.I PVC insulated copper conductor, with yellow-green colour, CU, S=1x35mm²
49 | Analize | F.V Kasete e regjistrueshme me kapak metalik per instalimin e zbares tokezuese te percjllesave zbrites, per instalim ne mur me sistem kapote | cope | 6 |  | 0
P.I Recordable cassette with metal cap for installing the earthing busbar of down conductor, for installation in the etics wall system
50 | Analize | F.V Shkeputes tokezimi, per matjen e rezistences | cope | 6 |  | 0
P.I Grounding disconnection for rezistance measurement
51 | Analize | F.V Zbare tokëzimi bakri me 4 terminale, 230 x 50 x 5mm | cope | 1 |  | 0
P.I Cooper Earthing Busbars Single-Row, with 4 terminals, 230x50x5 mm
52 | Analize | F.V Morseta bashkuese "T"I & "X" universale tokezimi 30x5mm | cope | 35 |  | 0
P.I "X" Cross & "T" universal earthing clamp 30x5mm
53 | Analize | F.V Morseta bashkuese hekur Fe & shirit tokezimi 30x5mm | cope | 60 |  | 0
P.I Fe Steel & flat strip 30x5 earthing clamp 30x5mm
54 | Analize | F.V Kubike betoni me izolim PVC 10x10x15cm | cope | 142 |  | 0
P.I Concrete cube 10x10x15cm coated with PVC
55 | Analize | F.V Aksesore montimi, kapse, vida, dado etj | komplet | 1 |  | 0
P.I Mounting accessories, screws, etc.
|  | Shuma / Sum 8 |  |  |  | 0
IX. Outdoor Infrastructure
IX. Infrastruktura e Jashtme
56 | Analize | F.V Puseta betoni, me kapak gize te rende me dim. 40x40x40cm per rrjetin e jashtem te IT | cope | 2 |  | 0
P.I Concrete manholes, with cast-iron cap 40x40x40cm for IT network
57 | 2. a-112 | F.V Panel metalik IP65(700x550x250mm) per instalimin e furnzuesve te internetit | cope | 1 |  | 0
P.I Metallic Panel IP65(700x550x250mm) for internet provider
58 | Analize | F.V Tubo korregato Ø=63mm, tip i rende me rezistence te larte mekanike | ml | 40 |  | 0
P.I Corrugato pipe for Ø=63mm, heavy type, with high mechanical resistivity
59 | Analize | F.V Rere e imet | m3 | 0.5 |  | 0
P.I Fine Sand
|  | Shuma / Sum 9 |  |  |  | 0
D1. PAISJE ELEKTRIKE / ELECTRICAL EQUIPMENTS
I. Pajisja e UPS
I. UPS Equipment
1 | Analize | F.V UPS, 1-fazor, montim ne rack - I kompletuar me bateri - Fuqia: 2 kVA - Tensioni ne hyrje: 230 V - Tensioni ne dalje: 230 V - Frekuenca: 50 Hz - Niveli i zhurmave: < 45 dBA - Temperatura e punës: 0 – 40 ° - Autonomia UPS : 9 minuta | cope | 1 |  | 0
P.I UPS, Single-phase - Completed with battery - Nominal power: 2 kVA - Input voltage: 230 V - Output voltage: 230V - Frequency: 50 Hz - Noise level: < 45 dBA - Operating temperature: 0 – 40 ° - UPS autonomy : 9 minutes
|  | Shuma / Sum 10 |  |  |  | 0
II. Rrjeti I Ndriçimit Normal dhe Emergjencës
II. Normal and Emergency Lighting Network
2 | Analize | F.V Ndriçues LED Panel plafon, 60x60cm, 36W, 3600lm, 4000K, i kompletuar me aksesoret per instalimin jashte tavanit | cope | 56 |  | 0
P.I Reccesed LED Panel luminaries, 60x60cm, 36W, 3600lm, 4000K, completed with accessories for surface installation
3 | Analize | F.V Ndriçues plafon rrethor LED, i montuar ne siperfaqe te tavanit 18W, IP44 | cope | 7 |  | 0
P.I Round surfac eceiling mounted, LED luminaries, 18W, IP44
4 | Analize | F.V Ndriçues LED plafon, I montuar jashte murit 25W, 2300lm, 4000K, IP65 | cope | 3 |  | 0
P.I Surface wall mounted Led luminares, 25W, 2300lm, 4000K, IP65
5 | Analize | F.V Ndriçues evakuimi me shenjë tregues dalje (EXIT), rezistent ndaj zjarrit IP-40, IK 07, LED 8W bat.NiCd me autonomi 3orë | cope | 3 |  | 0
P.I Evacuation luminaries with sign direction (EXIT), LED 8W IP40, with battery NiCd-operational autonomy 3 hours
6 | Analize | F.V Ndriçues emergjence, rezistent ndaj zjarrit, LED 8W, IK 07, IP-65,me bat.NiCd me autonomi 3orë | cope | 15 |  | 0
P.I Emergency luminaries reccessed mounted, LED 8W, IK 07 IP65, with battery NiCd-operational autonomy 3 hours
|  | Shuma / Sum 11 |  |  |  | 0
II. Rrjeti i Detektimi te Zjarrit
II. Fire Detection Network
7 | Analize | F.V Central i alarmit te zjarrit, me 2 zona, konvencionale, me regjistrim ngjarjesh, modul komunikimi, grafik karte, me porte kompjuterike, i programueshem, i pajisur me bateri me 72 ore pavaresi | cope | 1 |  | 0
P.I Fire alarm control panel (F.A.C.P), with 2 zones, analog/conventional, with communication module RS-232, with internet ports, card configuration, with registration events, programmable and with battery set for 72 hours battery autonomy
8 | Analize | F.V Detektore tymi convencional | cope | 16 |  | 0
P.I Conventinal smoke detector
9 | Analize | F.V Llambe sinjalizimi instaluar ne tavanin e varur | cope | 4 |  | 0
P.I Flashing beacon installed in false ceiling
10 | Analize | F.V Pulsant manual alarmi zjarri (me thyerje xhami), konvencional, tip 1469, IP-55 | cope | 1 |  | 0
P.I Manual fire alarm push button (glass breaking), conventinal, type 1469, IP-65
11 | Analize | F.V Sirena alarmi zjarri, me ndricues me llambe vezulluese, per vendosje ne ambient te brendshem, konvencioanle, me intesitet 120dB. | cope | 1 |  | 0
P.I Indoor optical and accoustic fire alarm siren, conventinal, 120 dB intensity
12 | Analize | F.V Sirena alarmi zjarri, me ndricues me llambe vezulluese, per vendosje ne ambient te jashtem, konvencional, me intesitet 120dB. | cope | 1 |  | 0
P.I Outdoor fire alarm siren, with flashing beacon, conventinal, 120 dB intensity
|  | Shuma / Sum 12 |  |  |  | 0
III. Rrjeti i IT dhe Telefonise
III. IT & Telehone Network
13 | Analize | F.V RACK kompjuetrik 19" 15U (Dimesionet 600x600x760mm), me 2 modul ushqimi me 8 priza " Shuko " 230V/16A + PE, I kompletuar grupin e modulit te ventilimt | cope | 1 |  | 0
P.I 19" 15U RACK (Dimensions 600x600x760mm), with 2 supply module with 8 "Schuko" socket 230V/16A+PE, completed with fan moulde group
14 | Analize | F.V Patch panel per rrjetin e internetit + TF, me 24 porta RJ-45, tip FTP-Cat.6 | cope | 1 |  | 0
P.I Patch panel for internet + telephone network, with 24 RJ-45 port, FTP-Cat.6 type
15 | Analize | F.V Switch per rrjetin e IT-së, me 24 porta RJ-45 + 2 porte per fiber optike, tip FT -Cat.6 | cope | 1 |  | 0
P.I Switch for IT network, with 24 RJ-45 ports + 2 ports for optical fibre, FTP-Cat.6 type
16 | Analize | F.V Patch cord fiber optike me 2 koka konektoriale L=1m | cope | 2 |  | 0
P.I Optical fiber patch with 2 side connection L=1m
|  | Shuma / Sum 13 |  |  |  | 0
IV. Rjeti I Sistemit i Vezhgimit CCTV
IV. CCTV SystemSurvillance Network
17 | Analize | F.V Kamera e brendshme, tip Dome POE IP, 5Mpx | cope | 2 |  | 0
P.I Indoor camera, IP POE Dome type, 5Mpx
18 | Analize | F.V Kamera e jashtme, tip Bullet IP POE, 5Mpx, IP 66 | cope | 5 |  | 0
P.I Outdoor camera, IP POE Bullet type, 5Mpx, IP66
19 | Analize | F.V NVR (Network Video Recorder), me 12 kanale, 1U, 19" per montim ne rack, (Programim, testim & komisionim i sistemit te vezhgimit CCTV) | cope | 1 |  | 0
P.I NVR (Network Video Recorder), 12channels, 1U, 19" case, rack mounted (CCTV system programmer, test and commissioning)
20 | Analize | F.V Switch i menaxhueshem Smart POE me 16 Porta RJ45 FTP Cat.6 + 2 porte per fiber optike, tip FT -Cat.6 | cope | 1 |  | 0
P.I POE Manageable Smart Switch with 16 RJ 45 FTP Cat.6 + 2 ports for optical fibre, FTP-Cat.6 type
21 | Analize | F.V HDD 4TB 3,5 inch. Kapaciteti 4000GB, Sata. Purple HDD ( i dizenjuar vecanerisht per Security, per te punuar 7dite ne Jave, 24 ore. Si edhe me jetegjatesi me te gjate se nje HDD i zakonshem kompjuteri ndaj ofron me shume garanci ne sherbim) | cope | 1 |  | 0
P.I HDD 4TB 3.5 inch. Capacity 1000GB, Sata, Purple HDD ( designed for Security, to work 7 days on week, for 24 hours. )
22 | Analize | F.V Monitor 32" LED, per monitorimin e kamerave | cope | 1 |  | 0
P.I 32" LED monitor, for camera monitoring
|  | Shuma / Sum 14 |  |  |  | 0
|  | TOTALI D |  |  |  | 0
TOTAL D
|  | TOTALI A+B+C+D |  |  |  | 0
|  | Total School+Gym+Kindergarten |  |  |  | 0
|  | Contigency 5% |  |  |  | 0
|  | Sum |  |  |  | 0